## Introduction
Land-Based Wind Market Report
2024 Edition
Ryan Wiser1, Dev Millstein1, Ben Hoen, Mark Bolinger, Will Gorman, Joe Rand,
Galen Barbose, Anna Cheyette, Naïm Darghouth, Seongeun Jeong,
Julie Kemp, Eric O'Shaughnessy, Ben Paulos, Joachim Seel
Lawrence Berkeley National Laboratory
1 Corresponding authors
August 2024
For additional details and related products, see: windreport.lbl.gov
Contact the authors: Ryan Wiser (rhwiser@lbl.gov), Mark Bolinger (mabolinger@lbl.gov)
Photo: Sunrise at King Plains Wind Farm in Garber, Oklahoma. Photo by Bryan Bechtold, NREL.
Purpose, Scope, and Data
Summarize publicly available data on key trends in U.S. wind power sector. Focus on land-based wind turbines over 100 kW in size, however, sections on “Installation Trends”, “Industry Trends”, and “Future Outlook” often contain combined data inclusive of both offshore and land-based wind. Other sections exclusively focus on land-based wind. Separate DOE-funded data collection efforts on distributed and offshore wind. Focus on historical data, with some emphasis on the previous year. Data sources include EIA, FERC, SEC, ACP, etc.
Outline of Data File
• Installation data and trends
• Industry data and trends
• Technology data and trends
• Performance data and trends
• Cost data and trends
• Power sales price and levelized cost data and trends
• Cost and value comparisons
• Wind capacity forecasts
Acknowledgments
This work was funded by the Wind Energy Technologies Office, Office of Energy Efficiency and Renewable Energy of the U.S. Department of Energy under Contract No. DE-AC02-05CH11231. The authors are solely responsible for any omissions or errors contained herein.
Copyright and License
These data fall under Copyright (c) 202, The Regents of the University of California, through Lawrence Berkeley National Laboratory (subject to receipt of any required approvals from the U.S. Department of Energy). All rights reserved. This work is openly licensed via CC BY 4.0: https://creativecommons.org/licenses/by/4.0/
Disclaimer
This work was prepared as an account of work sponsored by an agency of the United States government. Neither the United States government nor any agency thereof, nor any of their employees, makes any warranty, express or implied, or assumes any legal liability or responsibility for the accuracy, completeness, or usefulness of any information, apparatus, product, or process disclosed, or represents that its use would not infringe privately owned rights. Reference herein to any specific commercial product, process, or service by trade name, trademark, manufacturer, or otherwise does not necessarily constitute or imply its endorsement, recommendation, or favoring by the United States government or any agency thereof. The views and opinions of authors expressed herein do not necessarily state or reflect those of the United States government or any agency thereof.

## Regional Definitions
Regional boundaries overlaid on a map of average annual wind speed at 100 meters
Sources: AWS Truepower, National Renewable Energy Laboratory (NREL)

## Wind Capacity Growth
Annual and cumulative growth in U.S. wind power capacity
Source: ACP
| Cumulative | Annual | Annual | Annual | Annual | Annual | Annual | Annual | Annual | Annual | Annual | Annual
| US | US | Capacity | Capacity | Capacity | Capacity | Capacity | Capacity | Capacity | Capacity | Capacity | Capacity
| Wind | Wind | in | in | in | in | in | in | in | in the | in the | in the
| Capacity | Capacity | CAISO | ERCOT | SPP | MISO | PJM | NYISO | ISO-NE | West (non-ISO) | Southeast (non-ISO) | Noncontiguous US
| (GW) | (GW) | (GW) | (GW) | (GW) | (GW) | (GW) | (GW) | (GW) | (GW) | (GW) | (GW)
1998 | 1.512 | 0.14232 | 0 | 0 | 0.00216 | 0.11343 | 0 | 0 | 0 | 0.02673 | 0 | 0
1999 | 2.431 | 0.89247 | 0.25442 | 0.14432 | 0.00357 | 0.38931 | 0 | 0 | 0 | 0.093075 | 0 | 0.000575
2000 | 2.502 | 0.070955 | 0.01 | 0 | 0 | 0.01188 | 0.0104 | 0.01815 | 0 | 0.018345 | 0.00198 | 0.0001
2001 | 4.195 | 1.692 | 0.0666 | 0.83092 | 0.19643 | 0.14229 | 0.024 | 0.03 | 0.00066 | 0.39956 | 0 | 0
2002 | 4.603 | 0.409 | 0.10242 | 0 | 0.002708 | 0.11573 | 0.066 | 0.00025 | 0 | 0.1234 | 0 | 0.0001
2003 | 6.268 | 1.665 | 0.2025 | 0.1975 | 0.18132 | 0.32762 | 0.1485 | 0 | 0 | 0.60732 | 0.0001 | 0
2004 | 6.665 | 0.396 | 0.09353 | 0 | 0.06 | 0.20462 | 0.0036 | 0 | 0 | 0.0075 | 0.027 | 0.00015
2005 | 9.046 | 2.382 | 0.05975 | 0.67176 | 0.6476 | 0.35576 | 0.062145 | 0.13695 | 0.0001 | 0.44005 | 0 | 0.0003
2006 | 11.512 | 2.466 | 0.212 | 0.7337 | 0.2005 | 0.33038 | 0.050225 | 0.1848 | 0.01347 | 0.6876 | 0 | 0.040775
2007 | 16.765 | 5.253 | 0.063 | 1.5366 | 0.4072 | 0.86195 | 0.7067 | 0.0545 | 0.0345 | 1.5671 | 0 | 0.021
2008 | 25.135 | 8.37 | 0.089 | 2.5615 | 0.8943 | 3.0618 | 0.5397 | 0.282 | 0.0298 | 0.9026 | 0 | 0.001725
2009 | 35.13 | 9.997 | 0.16123 | 2.0192 | 1.0691 | 1.7645 | 1.7203 | 0.5675 | 0.13765 | 2.5602 | 0.0001 | 0.0056
2010 | 40.346 | 5.218 | 0.4395 | 0.65397 | 0.8298 | 0.88752 | 0.9772 | 0.0002 | 0.0981 | 1.3317 | 0 | 0.002
2011 | 46.779 | 6.604 | 0.9233 | 0.1995 | 1.0231 | 2.0381 | 0.56725 | 0.12855 | 0.1983 | 1.7114 | 0 | 0.03
2012 | 60.067 | 13.34 | 1.6582 | 1.5041 | 3.0379 | 2.2469 | 1.6124 | 0.2367 | 0.31698 | 2.2356 | 0 | 0.2871
2013 | 61.137 | 1.087 | 0.26911 | 0.1411 | 0.32855 | 0.22135 | 0.0043 | 0.08424 | 0.00336 | 0.0318 | 0 | 0.003525
2014 | 65.874 | 4.857 | 0.1069 | 1.5494 | 1.2412 | 1.1324 | 0.24175 | 0.02592 | 0.00915 | 0.54712 | 0 | 0
2015 | 73.891 | 8.599 | 0.1939 | 3.5955 | 2.7407 | 1.08 | 0.3621 | 0.0011 | 0.1925 | 0.4288 | 0 | 0
2016 | 82.037 | 8.233 | 0 | 2.6109 | 3.1172 | 1.2788 | 0.4287 | 0.0777 | 0.3407 | 0.34855 | 0 | 0
2017 | 88.964 | 7.017 | 0.0497 | 1.9463 | 2.364 | 1.0437 | 0.80625 | 0.0015 | 0.0543 | 0.7475 | 0 | 0.0033
2018 | 96.383 | 7.588 | 0.32985 | 2.1244 | 1.967 | 1.6902 | 0.5095 | 0.1584 | 0.0225 | 0.78571 | 0 | 0.0009
2019 | 105.591 | 9.132 | 0.1328 | 3.4554 | 1.213 | 3.0743 | 0.63985 | 0 | 0.0384 | 0.57745 | 0 | 0.0009
2020 | 122.464 | 17.213 | 0.111 | 4.1372 | 3.8825 | 4.1147 | 0.83606 | 0 | 0.0726 | 3.5525 | 0.4785 | 0.0276
2021 | 135.886 | 13.413 | 0.28845 | 3.3431 | 3.919 | 2.7545 | 0.6257 | 0.2052 | 0.0152 | 2.2619 | 0 | 0
2022 | 144.173 | 8.5111 | 0.07234 | 3.36 | 3.1817 | 0.92203 | 0 | 0 | 0.02 | 0.95503 | 0 | 0
2023 | 150.492 | 6.474 | 0.09525 | 1.0572 | 1.91 | 1.4857 | 0.48483 | 0.5571 | 0 | 0.88356 | 0 | 0
Note on M27: Alaska, Hawaii, Puerto Rico

## Capacity Additions by Tech.
Relative contribution of resource types in annual capacity additions
Sources: EIA, ACP
Nameplate Capacity Additions (GW)
Capacity Type | 2000 | 2001 | 2002 | 2003 | 2004 | 2005 | 2006 | 2007 | 2008 | 2009 | 2010 | 2011 | 2012 | 2013 | 2014 | 2015 | 2016 | 2017 | 2018 | 2019 | 2020 | 2021 | 2022 | 2023
Wind | 0.070855 | 1.6905 | 0.41061 | 1.6649 | 0.3964 | 2.3744 | 2.4535 | 5.2525 | 8.3624 | 10.0052 | 5.22 | 6.8195 | 13.0111 | 1.0865 | 4.8538 | 8.5945 | 8.2026 | 7.0165 | 7.5884 | 9.132 | 17.1856 | 13.5117 | 8.5111 | 6.474
Solar | 0.0038227 | 0.011127 | 0.022281 | 0.044505 | 0.056587 | 0.077616 | 0.10259 | 0.24144 | 0.30296 | 0.41694 | 0.89027 | 1.8915 | 3.0305 | 5.68 | 5.2602 | 6.3682 | 11.3315 | 8.7204 | 8.3472 | 9.7494 | 15.1677 | 19.3733 | 18.4045 | 28.5894
Storage | 0 | 0 | 0.328 | 0.04 | 0 | 0 | 0 | 0 | 0 | 0 | 0.004 | 0.037 | 0.1265 | 0.2963 | 0.0313 | 0.251 | 0.23347 | 0.16941 | 0.35472 | 0.35827 | 0.72683 | 3.8528 | 4.5781 | 6.9381
Other renewable | 0.17577 | 0.62334 | 0.42131 | 0.33224 | 0.20832 | 0.1166 | 0.37244 | 0.5543 | 0.46841 | 0.69346 | 0.42109 | 0.8046 | 1.1652 | 1.4767 | 0.67663 | 0.49874 | 0.51799 | 0.53623 | 0.38 | 0.28527 | 0.33617 | 0.10692 | 0.19252 | 0.2154
Gas | 28.9744 | 49.4084 | 71.6005 | 55.6558 | 27.2345 | 19.5153 | 10.8601 | 8.44 | 10.5213 | 12.0537 | 7.3611 | 12.0328 | 9.7512 | 7.874 | 9.0261 | 6.7278 | 9.5373 | 12.5985 | 22.0614 | 8.9972 | 7.7965 | 6.4403 | 6.7653 | 11.1852
Coal | 0.1805 | 0 | 0.5242 | 0.09 | 0.742 | 0.3727 | 0.6047 | 1.5135 | 1.591 | 3.5987 | 6.0143 | 1.735 | 4.76 | 1.8125 | 0.1062 | 0.0055 | 0 | 0 | 0 | 0.017 | 0 | 0 | 0 | 0
Other non-renewable | 1.3348 | 0.8195 | 1.2325 | 0.4059 | 0.5243 | 0.25767 | 0.3446 | 0.37299 | 0.1453 | 0.25978 | 1.2212 | 0.84457 | 0.30758 | 0.30049 | 0.19395 | 0.1984 | 1.4442 | 0.11455 | 0.0914 | 0.0953 | 0.0818 | 0.05389 | 0.1327 | 1.1497
Total | 30.7402 | 52.5528 | 74.5393 | 58.2333 | 29.1621 | 22.7143 | 14.7379 | 16.3747 | 21.3914 | 27.0278 | 21.1319 | 24.165 | 32.1521 | 18.5266 | 20.1483 | 22.6442 | 31.2671 | 29.1556 | 38.8231 | 28.6345 | 41.2946 | 43.3388 | 38.5842 | 54.5515
Wind % of Total | 0.2305% | 3.217% | 0.5509% | 2.859% | 1.359% | 10.45% | 16.65% | 32.08% | 39.09% | 37.02% | 24.7% | 28.22% | 40.47% | 5.865% | 24.09% | 37.95% | 26.23% | 24.07% | 19.55% | 31.89% | 41.62% | 31.18% | 22.06% | 11.87%
Renewables&Storage % of Total | 0.8147% | 4.424% | 1.586% | 3.575% | 2.268% | 11.31% | 19.87% | 36.94% | 42.7% | 41.13% | 30.93% | 39.53% | 53.91% | 46.09% | 53.71% | 69.39% | 64.88% | 56.4% | 42.94% | 68.19% | 80.92% | 85.02% | 82.12% | 77.39%

## Capacity Additions by Region
Capacity additions by region over last ten years: 2014-2023
Sources: EIA, ACP
Capacity Additions (GW): 2014-2023
Capacity Type | SPP | MISO | ERCOT | West (non-ISO) | NYISO | PJM | ISO-NE | CAISO | Southeast (non-ISO) | U.S. Total*
Wind | 25.5356 | 18.5673 | 27.1743 | 11.17 | 1.0269 | 4.9348 | 0.76985 | 1.3802 | 0.4785 | 91.0701
Solar | 1.1432 | 9.0394 | 17.4987 | 19.9621 | 5.5904 | 16.0354 | 7.5132 | 30.1626 | 22.3776 | 131.3118
Storage | 0.027425 | 0.097627 | 3.7848 | 1.8995 | 0.31319 | 0.37601 | 0.46225 | 9.2644 | 0.69568 | 17.494
Other renewable | 0.0104 | 0.5537 | 0.0111 | 1.4529 | 0.05396 | 0.25769 | 0.04167 | 0.42153 | 0.75568 | 3.7459
Gas | 2.7421 | 11.4701 | 12.778 | 4.4384 | 2.1601 | 36.6201 | 3.0294 | 3.1907 | 24.2876 | 101.1356
Coal | 0 | 0.1062 | 0 | 0 | 0.003 | 0.0025 | 0 | 0 | 0 | 0.1287
Other non-renewable | 0.076398 | 0.1018 | 0.0986 | 0.005 | 0.0914 | 0.3532 | 0.09385 | 0.09979 | 2.5152 | 3.5559
Total | 29.5351 | 39.9361 | 61.3455 | 38.9279 | 9.2389 | 58.5797 | 11.9102 | 44.5192 | 51.1103 | 348.4419
*U.S. Total also includes AK and HI, in addition to the regions listed
Percent of Capacity Additions: 2014-2023
Capacity Type | SPP | MISO | ERCOT | West (non-ISO) | NYISO | PJM | ISO-NE | CAISO | Southeast (non-ISO) | U.S. Total
Wind | 86.46% | 46.49% | 44.3% | 28.69% | 11.12% | 8.424% | 6.464% | 3.1% | 0.9362% | 26.14%
Solar | 3.871% | 22.63% | 28.52% | 51.28% | 60.51% | 27.37% | 63.08% | 67.75% | 43.78% | 37.69%
Storage | 0.09286% | 0.2445% | 6.17% | 4.88% | 3.39% | 0.6419% | 3.881% | 20.81% | 1.361% | 5.021%
Other renewable | 0.03521% | 1.386% | 0.01809% | 3.732% | 0.5841% | 0.4399% | 0.3499% | 0.9469% | 1.479% | 1.075%
Gas | 9.284% | 28.72% | 20.83% | 11.4% | 23.38% | 62.51% | 25.44% | 7.167% | 47.52% | 29.03%
Coal | 0% | 0.2659% | 0% | 0% | 0.03247% | 0.004268% | 0% | 0% | 0% | 0.03694%
Other non-renewable | 0.2587% | 0.2549% | 0.1607% | 0.01284% | 0.9893% | 0.6029% | 0.788% | 0.2242% | 4.921% | 1.021%
Total | 100% | 100% | 100% | 100% | 100% | 100% | 100% | 100% | 100% | 100%
*U.S. Total also includes AK and HI, in addition to the regions listed

## International Wind Ranking
International rankings of total wind power capacity
Annual Capacity |  | Cumulative Capacity
(2023, GW) |  | (end of 2023, GW)
China | 75.66 | China | 441.1
United States | 6.474 | United States | 150.492
Brazil | 4.8173 | Germany | 69.4503
Germany | 3.8235 | India | 44.7362
India | 2.8064 | Spain | 30.574
Netherlands | 2.457 | Brazil | 30.449
Sweden | 1.973 | United Kingdom | 29.6169
France | 1.76 | France | 22.8449
Canada | 1.7204 | Canada | 16.9862
United Kingdom | 1.386 | Sweden | 16.4402
Rest of World | 13.8105 | Rest of World | 167.9667
TOTAL | 116.6881 | TOTAL | 1020.6565
Sources: GWEC, ACP

## International Wind Shares
Wind energy penetration in subset of top global wind markets
Source: IEA Monthly Electricity Statistics
Wind Energy
Penetration
2023
Denmark | 57.43%
Lithuania | 48.91%
Ireland | 39.51%
United Kingdom | 30.19%
Germany | 28.72%
Portugal | 26.74%
Netherlands | 24.15%
Greece | 23.56%
Spain | 22.98%
Luxembourg | 21.38%
Sweden | 21.05%
Belgium | 19.11%
Finland | 18.8%
Estonia | 14.87%
Costa Rica | 14.68%
Croatia | 14.63%
Poland | 14.59%
Brazil | 13.68%
Australia | 12.3%
Chile | 11.39%
Austria | 11.38%
Argentina | 10.97%
Turkey | 10.89%
China | 10.61%
France | 10.04%
United States | 9.977%
Norway | 9.086%
Italy | 9.083%
New Zealand | 8.299%
Canada | 6.134%

## State Wind Deployment
U.S. wind power installations by state
All 50 States (plus Puerto Rico)
Installed Capacity (MW) |  |  |  | 2023 Wind Generation as a Percentage of: |  |  |  |  | Cumulative MW | Annual MW
Annual (2023) |  | Cumulative (end of 2023) |  | In-State Generation |  | In-State Sales |  | State | at end of 2023 | in 2023
Texas | 1322.7 | Texas | 41594 | Iowa | 59.21% | Iowa | 76.41% | TX | 41594 | 1322.7
Illinois | 927.53 | Iowa | 13007 | South Dakota | 55.35% | South Dakota | 69.69% | IA | 13007 | 224.4
Kansas | 843.472 | Oklahoma | 12624 | Kansas | 46.24% | Kansas | 66.3% | OK | 12624 | 402.028
New York | 557.1 | Kansas | 9078 | Oklahoma | 41.89% | North Dakota | 54.84% | KS | 9078 | 843.472
Oklahoma | 402.028 | Illinois | 7968 | New Mexico | 37.97% | Wyoming | 52.77% | IL | 7968 | 927.53
South Dakota | 399.02 | California | 6195 | North Dakota | 36.05% | Oklahoma | 51.92% | CA | 6195 | 95.25
Michigan | 337.04 | Colorado | 5394 | Nebraska | 29.69% | New Mexico | 51.27% | CO | 5394 | 199.92
Montana | 311.04 | Minnesota | 4859 | Colorado | 27.22% | Nebraska | 35.73% | MN | 4859 | 100
Arizona | 239 | New Mexico | 4327 | Minnesota | 25.27% | Colorado | 29.49% | NM | 4327
Iowa | 224.4 | North Dakota | 4302 | Texas | 21.99% | Montana | 28.4% | ND | 4302
Indiana | 201.6 | Oregon | 4055 | Wyoming | 20.62% | Texas | 24.62% | OR | 4055
Colorado | 199.92 | Indiana | 3658 | Maine | 20.46% | Maine | 22.06% | IN | 3658 | 201.6
Wyoming | 133.6 | South Dakota | 3618 | Montana | 17.61% | Minnesota | 21.82% | SD | 3618 | 399.02
Minnesota | 100 | Michigan | 3568 | Idaho | 14.76% | Oregon | 16.86% | MI | 3568 | 337.04
California | 95.25 | Nebraska | 3519 | Vermont | 14.63% | Illinois | 16.06% | NE | 3519
Wisconsin | 92.4 | Washington | 3407 | Oregon | 14.56% | Idaho | 9.921% | WA | 3407
Pennsylvania | 87.6 | Wyoming | 3286 | Illinois | 12.3% | Washington | 9.111% | WY | 3286 | 133.6
|  | New York | 2749 | Indiana | 10.38% | Indiana | 8.853% | NY | 2749 | 557.1
|  | Missouri | 2435 | Missouri | 10.04% | Missouri | 8.661% | MO | 2435
|  | Montana | 1737 | Washington | 7.507% | Michigan | 8.569% | MT | 1737 | 311.04
Rest of U.S. | 0 | Rest of U.S. | 9112 | Rest of U.S. | 1.654% | Rest of U.S. | 1.502% | PA | 1475 | 87.6
Total | 6474 | Total | 150492 | Total | 10% | Total | 11.04% | OH | 1111
[8 empty] | ME | 1031
Sources: ACP, EIA | [7 empty] | ID | 973
[8 empty] | WV | 859
[8 empty] | AZ | 857 | 239
[8 empty] | WI | 829 | 92.4
[8 empty] | UT | 391
[8 empty] | HI | 233
[8 empty] | NH | 214
[8 empty] | NC | 208
[8 empty] | MD | 185
[8 empty] | NV | 152
[8 empty] | VT | 149
[8 empty] | PR | 125
[8 empty] | MA | 120
[8 empty] | RI | 79
[8 empty] | AK | 64
[8 empty] | TN | 29
[8 empty] | VA | 12
[8 empty] | NJ | 9
[8 empty] | CT | 5
[8 empty] | DE | 2
AR
AL
FL
GA
KY
LA
MS
SC
Sources: ACP, Berkeley Lab
Sources: ACP, Berkeley Lab

## Wind Shares by Region
Wind (and solar) generation as a proportion of load by region
Sources: EIA, Hitachi, MISO, CAISO, SPP, NYISO, PJM, ISO-NE, ERCOT, Berkeley Lab
Wind | [7 empty] | Non-ISO | Non-ISO | Solar | [7 empty] | Non-ISO | Non-ISO | Wind + Solar | [7 empty] | Non-ISO | Non-ISO
Market Share (%) | MISO | CAISO | SPP | NYISO | PJM | ISO-NE | ERCOT | West | Southeast | Market Share (%) | MISO | CAISO | SPP | NYISO | PJM | ISO-NE | ERCOT | West | Southeast | Market Share (%) | MISO | CAISO | SPP | NYISO | PJM | ISO-NE | ERCOT | West | Southeast
2008 | 1.484% |  | 3.664% |  |  |  | 4.878%
2009 | 2.714% |  | 5.103% |  |  |  | 6.102%
2010 | 3.419% |  | 4.539% |  |  |  | 7.745%
2011 | 4.561% | 3.162% | 5.467% |  |  | 0.5994% | 8.446%
2012 | 6.212% | 3.933% | 7.758% | 1.716% | 1.602% | 0.9276% | 9.169% |  |  | 2012 | 0.01014% | 1.534% | 0.05727% | 0.1111% | 0.2237% | 0.2019% | 0.05182% |  |  | 2012 | 6.222% | 5.467% | 7.815% | 1.827% | 1.826% | 1.13% | 9.221%
2013 | 6.854% | 5.328% | 11.01% | 2.086% | 1.865% | 1.383% | 9.851% |  |  | 2013 | 0.02178% | 2.796% | 0.06523% | 0.1575% | 0.3165% | 0.4534% | 0.06903% |  |  | 2013 | 6.876% | 8.124% | 11.08% | 2.243% | 2.181% | 1.837% | 9.92%
2014 | 5.67% | 5.456% | 11.97% | 2.41% | 1.939% | 1.495% | 10.64% |  |  | 2014 | 0.05713% | 6.4% | 0.09158% | 0.2653% | 0.3917% | 0.99% | 0.1302% |  |  | 2014 | 5.727% | 11.86% | 12.07% | 2.675% | 2.331% | 2.485% | 10.77%
2015 | 6.222% | 5.143% | 13.47% | 2.358% | 2.085% | 1.645% | 11.72% |  |  | 2015 | 0.08145% | 9.34% | 0.09974% | 0.4237% | 0.4617% | 1.411% | 0.1737% |  |  | 2015 | 6.303% | 14.48% | 13.57% | 2.782% | 2.547% | 3.057% | 11.89%
2016 | 6.903% | 5.793% | 17.54% | 2.429% | 2.11% | 2.031% | 15.1% |  |  | 2016 | 0.11% | 12.06% | 0.1281% | 0.6341% | 0.5958% | 1.991% | 0.2885% |  |  | 2016 | 7.013% | 17.86% | 17.66% | 3.063% | 2.706% | 4.022% | 15.39%
2017 | 7.695% | 5.797% | 22.99% | 2.653% | 2.628% | 2.808% | 17.38% |  |  | 2017 | 0.2397% | 14.97% | 0.309% | 0.8691% | 0.79% | 2.67% | 0.7199% |  |  | 2017 | 7.934% | 20.77% | 23.3% | 3.522% | 3.418% | 5.477% | 18.1%
2018 | 7.337% | 6.926% | 23.83% | 2.449% | 2.649% | 2.804% | 18.5% |  |  | 2018 | 0.3779% | 16.89% | 0.3559% | 1.121% | 0.9411% | 3.475% | 0.9949% |  |  | 2018 | 7.715% | 23.82% | 24.19% | 3.57% | 3.59% | 6.279% | 19.5%
2019 | 8.504% | 6.839% | 27.52% | 2.835% | 3.032% | 2.892% | 19.93% | 7.337% | 0% | 2019 | 0.4508% | 18.41% | 0.37% | 1.528% | 1.178% | 4.156% | 1.329% | 3.537% | 1.672% | 2019 | 8.954% | 25.25% | 27.89% | 4.364% | 4.209% | 7.049% | 21.26% | 10.87% | 1.672%
2020 | 10.98% | 6.566% | 31.27% | 2.947% | 3.4% | 2.997% | 23.23% | 10.37% | 0% | 2020 | 0.6216% | 20.26% | 0.4667% | 2.139% | 1.48% | 4.975% | 2.461% | 4.367% | 2.413% | 2020 | 11.6% | 26.83% | 31.74% | 5.086% | 4.88% | 7.973% | 25.69% | 14.74% | 2.413%
2021 | 12.04% | 8.427% | 34.83% | 2.666% | 3.527% | 2.952% | 24.16% | 11.91% | 0% | 2021 | 0.9094% | 22.56% | 0.5326% | 2.653% | 2.013% | 5.653% | 4.474% | 4.788% | 3.01% | 2021 | 12.95% | 30.98% | 35.36% | 5.319% | 5.539% | 8.605% | 28.63% | 16.7% | 3.01%
2022 | 14.46% | 8.715% | 37.96% | 3.121% | 3.999% | 3.127% | 24.78% | 12.36% | 0.001046% | 2022 | 1.328% | 24.98% | 0.568% | 3.558% | 2.451% | 7.58% | 6.025% | 5.815% | 3.665% | 2022 | 15.79% | 33.7% | 38.53% | 6.678% | 6.451% | 10.71% | 30.81% | 18.17% | 3.666%
2023 | 13.6% | 8.523% | 36.98% | 3.103% | 3.771% | 2.731% | 24.08% | 12.51% | 0.001721% | 2023 | 1.817% | 27.46% | 0.7311% | 4.249% | 2.967% | 8.583% | 7.111% | 6.945% | 4.435% | 2023 | 15.42% | 35.99% | 37.71% | 7.352% | 6.738% | 11.31% | 31.19% | 19.45% | 4.437%

## Online Wind Hybrids
Online wind hybrid / co-located projects: wind+storage, wind+other generator(s), wind+other generator(s)+storage
Wind hybrid / co-located projects over time |  |  |  | Wind hybrid / co-located projects by region at end of 2023 |  |  |  | Wind hybrid / co-located projects by state at end of 2023
Sources: EIA 860 2023 Early Release, Berkeley Lab
|  |  |  | Sources: EIA 860 2023 Early Release, Berkeley Lab |  |  |  | Sources: EIA 860 2023 Early Release, Berkeley Lab
List of hybrid / co-located projects that include wind power | [9 empty] | Storage details |  |  | Wind hybrid / co-located projects over time (MW) |  |  |  |  | Wind hybrid / co-located projects by state (MW) |  | Wind hybrid / co-located projects by region (MW)
State | Project name | Wind online date | Storage online date | Solar online date | Fossil online date | Wind capacity (MW) | Storage capacity (MW) | Solar capacity (MW) | Fossil capacity (MW) | Technology | Duration (hrs) | Storage:generator ratio |  | Wind | Storage | Solar | Fossil | State | Hybrid Wind Capacity (MW) | Region | Hybrid Wind Capacity (MW)
CA | Mojave 16/17/18 BESS | 1989 | 2020 | n/a | n/a | 163.5 | 77 | n/a | n/a | LIB | 1 | 47.09% | 2001 | 3.3 | 0 | 0 | 11.8 | TX | 1971.5 | ERCOT | 1968.5
AK | Kotzebue Hybrid | 1997 | 2015 | n/a | 1987 | 3.3 | 1.2 | n/a | 11.8 | LIB | 0.83333 | 7.947% | 2002 | 8.9 | 0 | 0 | 25.8 | IL | 430.6 | PJM | 771.3
NY | Harbec Energy | 2001 | n/a | n/a | 2015 | 1.2 | n/a | n/a | 0.5 | n/a | n/a | n/a | 2003 | 8.9 | 0 | 0 | 25.8 | CA | 315.2 | West (non-ISO) | 626.1
MN | Worthington | 2002 | n/a | n/a | 2002 | 5.6 | n/a | n/a | 14 | n/a | n/a | n/a | 2004 | 14.9 | 0 | 0 | 27.8 | WA | 272.6 | CAISO | 315.2
PA | Meyersdale Battery | 2003 | 2015 | n/a | n/a | 30 | 18 | n/a | n/a | LIB | 0.67222 | 60% | 2005 | 14.9 | 0 | 0 | 27.8 | OK | 249.9 | SPP | 274.9
CO | Lamar Plant | 2004 | n/a | n/a | 1946 | 6 | n/a | n/a | 2 | n/a | n/a | n/a | 2006 | 22.4 | 0 | 0.5 | 27.8 | OR | 200 | Hawaii | 144
MN | Carleton College | 2004 | n/a | n/a | 2009 | 3.2 | n/a | n/a | 4.6 | n/a | n/a | n/a | 2007 | 296.2 | 0 | 1 | 35.8 | WV | 198.1 | MISO | 24.3
HI | Kaheawa Wind Power II LLC | 2006 | 2012 | n/a | n/a | 51 | 10 | n/a | n/a | LIB | 2 | 19.61% | 2008 | 506.2 | 0 | 1 | 35.8 | HI | 144 | Alaska | 6.1
WA | Wild Horse | 2006 | n/a | 2007 | n/a | 272.6 | n/a | 0.5 | n/a | n/a | n/a | n/a | 2009 | 515.2 | 0 | 1.1 | 155.9 | OH | 105 | NYISO | 1.2
NJ | Jersey-Atlantic Wind Farm | 2006 | 2018 | 2005 | n/a | 7.5 | 1 | 0.5 | n/a | LIB | 1 | 12.5% | 2010 | 518.4 | 0 | 1.1 | 155.9 | NM | 101.3 | ISO-NE | 1.2
MN | Mountain Lake | 2007 | n/a | n/a | 1954 | 1.2 | n/a | n/a | 8 | n/a | n/a | n/a | 2011 | 630.2 | 16 | 1.6 | 161.8 | AZ | 40
IL | Grand Ridge Battery Projects | 2008 | 2013 | 2012 | n/a | 210 | 36 | 20 | n/a | LIB | 0.375 | 15.65% | 2012 | 1015.4 | 75 | 131.6 | 168.8 | PA | 33.2
TX | NRG Elbow Creek Energy Storage Project | 2008 | 2017 | n/a | n/a | 121.9 | 2 | n/a | n/a | LIB | 0.35 | 1.641% | 2013 | 1017.2 | 111 | 131.6 | 185.4 | SD | 25
IL | FPL Energy Illinois Wind LLC Hybrid | 2009 | 2014 | n/a | n/a | 217.5 | 20 | n/a | n/a | LIB | 0.415 | 9.195% | 2014 | 1285.1 | 131 | 186.6 | 185.4 | MN | 16.6
SD | Rolling Thunder Wind Farm Hybrid | 2009 | 2018 | n/a | n/a | 25 | 0.8 | n/a | n/a | LIB | 1 | 3.2% | 2015 | 1446.8 | 181.7 | 238.8 | 185.9 | NJ | 7.5
TX | Notrees Windpower Hybrid | 2009 | 2012 | n/a | n/a | 152.5 | 36 | n/a | n/a | LIB | 0.37778 | 23.61% | 2016 | 1446.8 | 181.7 | 239.6 | 185.9 | AK | 6.1
TX | Pyron Wind Farm LLC Hybrid | 2009 | 2018 | n/a | n/a | 249 | 9.9 | n/a | n/a | LIB | 1 | 3.976% | 2017 | 1704.2 | 214 | 239.7 | 186.9 | CO | 6
TX | Inadale Wind Farm LLC Hybrid | 2009 | 2018 | n/a | n/a | 197 | 9.9 | n/a | n/a | LIB | 1 | 5.025% | 2018 | 2333.1 | 236.6 | 240.2 | 186.9 | UT | 3.2
MA | Deer Island Treatment Plant | 2009 | n/a | 2008 | 1995 | 1.2 | n/a | 0.1 | 69.5 | n/a | n/a | n/a | 2019 | 2402.1 | 236.6 | 289.2 | 186.9 | WI | 3
IL | Geneseo | 2009 | n/a | 2015 | 1957 | 3 | n/a | 1.2 | 29.4 | n/a | n/a | n/a | 2020 | 3020.1 | 324.6 | 290.2 | 186.9 | IA | 1.6
IA | Osage (IA) | 2009 | n/a | 2016 | 1963 | 1.6 | n/a | 0.8 | 16.6 | n/a | n/a | n/a | 2021 | 3020.1 | 325.4 | 295.7 | 186.9 | NY | 1.2
UT | Tooele Army Depot(CSG) | 2010 | 2020 | 2021 | n/a | 3.2 | 1 | 1.5 | n/a | LIB | 1 | 21.28% | 2022 | 3020.1 | 355.4 | 345.7 | 186.9 | MA | 1.2
WV | Beech Ridge Energy Storage | 2010 | 2015 | n/a | n/a | 100.5 | 31.5 | n/a | n/a | LIB | 0.39683 | 31.34% | 2023 | 4132.8 | 598.4 | 345.7 | 186.9
WV | Laurel Mountain Hybrid | 2011 | 2011 | n/a | n/a | 97.6 | 16 | n/a | n/a | LIB | 1 | 16.39%
AZ | Kingman 1 | 2011 | n/a | 2011 | n/a | 10 | n/a | 0.5 | n/a | n/a | n/a | n/a
NM | Macho Springs Power I | 2011 | n/a | 2014 | n/a | 50.4 | n/a | 55 | n/a | n/a | n/a | n/a
AK | Sand Point | 2011 | n/a | n/a | 2000 | 1 | n/a | n/a | 2.7 | n/a | n/a | n/a
PA | PPL Frey Farm Landfill Wind | 2011 | n/a | n/a | 2006 | 3.2 | n/a | n/a | 3.2 | n/a | n/a | n/a
HI | Auwahi Wind Energy Hybrid | 2012 | 2012 | n/a | n/a | 24 | 11 | n/a | n/a | LIB | 0.4 | 45.83%
TX | Blue Summit Storage, LLC | 2012 | 2017 | n/a | n/a | 135.4 | 30 | n/a | n/a | LIB | 0.42 | 22.16%
WI | Waxdale | 2012 | n/a | n/a | 2003 | 3 | n/a | n/a | 7 | n/a | n/a | n/a
TX | Texas Dispatchable Wind 1 | 2012 | 2012 | n/a | n/a | 3 | 2 | n/a | n/a | CAES | n/a | 66.67%
CA | Pacific Wind LLC | 2012 | n/a | 2012 | n/a | 151.7 | n/a | 110 | n/a | n/a | n/a | n/a
HI | Kawailoa Wind | 2012 | n/a | 2019 | n/a | 69 | n/a | 49 | n/a | n/a | n/a | n/a
AK | Snake River | 2013 | n/a | n/a | 1991 | 1.8 | n/a | n/a | 16.6 | n/a | n/a | n/a
AZ | Red Horse 2 | 2015 | n/a | 2015 | n/a | 30 | n/a | 51 | n/a | n/a | n/a | n/a
OK | Rush Springs Energy Storage (BA) | 2016 | 2020 | n/a | n/a | 249.9 | 10 | n/a | n/a | FLB | 2 | 4.002%
IL | TAC-Distributed Energy Resource Hybrid | 2017 | 2017 | 2017 | 2017 | 0.1 | 0.3 | 0.1 | 1 | LIB | 1.6667 | 25%
OH | Northwest Ohio Wind | 2018 | 2021 | 2021 | n/a | 105 | 0.8 | 4 | n/a | LIB | 4.75 | 0.7339%
NM | Casa Mesa Wind Energy Center Hybrid | 2018 | 2018 | n/a | n/a | 50.9 | 1 | n/a | n/a | LIB | 1 | 1.965%
MN | Lake Region Community Hybrid, LLC | 2018 | n/a | 2018 | n/a | 2 | n/a | 0.5 | n/a | n/a | n/a | n/a
OR | Wheatridge Hybrid | 2020 | 2022 | 2022 | n/a | 200 | 30 | 50 | n/a | LIB | 4 | 12%
MN | Red Lake Falls Community Hybrid | 2020 | n/a | 2020 | n/a | 4.6 | n/a | 1 | n/a | n/a | n/a | n/a
TX | High Lonesome Wind Power, LLC Hybrid | 2021 | 2023 | n/a | n/a | 499.5 | 50 | n/a | n/a | LIB | 1.62 | 10.01%
TX | Ranchland Wind Storage | 2022 | 2023 | n/a | n/a | 263 | 73 | n/a | n/a | LIB | 1.4877 | 27.76%
TX | Azure Sky Wind Project, LLC Hybrid | 2023 | 2023 | n/a | n/a | 350.2 | 120 | n/a | n/a | LIB | 1.5833 | 34.27%
Source: EIA 860 2022 Early Release, Berkeley Lab

## All Hybrid Comparison
Online hybrid / co-located projects (all configuarions)
Online hybrid / co-located projects at end of 2023: subset of configurations
| # projects |  |  |  | Total capacity (MW) |  |  |  |  | Storage ratio | Duration (hrs)
|  |  | Wind | PV | Fossil | Storage
PV+Storage | 284 |  |  | 13819.8 |  | 7572.43 |  |  |  | 54.79% | 2.8871
Wind+Storage | 19 |  | 2981.4 |  |  | 528.1 |  |  |  | 17.71% | 1.1331
Wind+PV+Storage | 5 |  | 525.7 | 76 |  | 68.8 |  |  |  | 11.43% | 2.0247
Fossil+Storage | 28 |  |  |  | 6649.7 | 1409.9 |  |  |  | 21.2% | 2.7252
Wind+PV | 8 |  | 590.3 | 267.5 |  | 0 |  |  |  | n/a | n/a
Notes: Not included in the figure are 121 other hybrid / co-located projects with other configurations; details on those projects are provided below.
Storage ratio defined as storage capacity divided by total generator capacity.
Sources: EIA 860 2023 Early Release, Berkeley Lab
Hybrid / co-located projects newly completed in 2023: subset of configurations
| # projects |  |  |  | Total capacity (MW) |  |  |  |  | Storage ratio | Duration (hrs)
|  |  | Fossil | PV | Wind | Storage
PV+Storage | 62 |  |  | 5319.7 |  | 3176.3 |  |  |  | 59.71% | 2.7467
Wind+Storage | 3 |  |  |  | 1112.7 | 243 |  |  |  | 21.84% | 1.5621
Fossil+Storage | 2 |  | 72.8 |  |  | 17 |  |  |  | 23.35% | 1.0059
Sources: EIA 860 2023 Early Release, Berkeley Lab
Online wind hybrid / co-located projects compared to other online hybrid / co-located plants
Total end of 2023 | # projects | Gen 1 (MW) | Gen 2 (MW) | Gen 3 (MW) | Total Gen (MW) | Storage capacity (MW) | Storage energy (MWh) | Storage: generator ratio | Duration (hrs)
Wind+Storage | 19 | 2981.4 | 0 | 0 | 2981.4 | 528.1 | 598.4 | 17.71% | 1.1331
Wind+PV | 8 | 590.3 | 267.5 | 0 | 857.8 | 0 | 0 | 0% | n/a
Wind+PV+Storage | 5 | 525.7 | 76 | 0 | 601.7 | 68.8 | 139.3 | 11.43% | 2.0247
PV+Storage | 284 | 13819.8 | 0 | 0 | 13819.8 | 7572.43 | 21862.498 | 54.79% | 2.8871
Fossil+PV | 39 | 8303.2 | 280.3 | 0 | 8583.5 | 0 | 0 | 0% | n/a
Fossil+Storage | 28 | 6649.7 | 0.2 | 0 | 6649.9 | 1409.9 | 3842.2 | 21.2% | 2.7252
Fossil+PV+Storage | 7 | 2826.6 | 33.8 | 0 | 2860.4 | 19.4 | 38.4 | 0.6782% | 1.9794
Fossil+Hydro | 26 | 490 | 78.4 | 0 | 568.4 | 0 | 0 | 0% | n/a
Fossil+Wind+PV | 3 | 115.5 | 5.8 | 2.1 | 123.4 | 0 | 0 | 0% | n/a
Fossil+Wind | 9 | 58.6 | 26.2 | 0 | 84.8 | 0 | 0 | 0% | n/a
Fossil+Wind+Storage | 1 | 11.8 | 3.3 | 0 | 15.1 | 1.2 | 1 | 7.947% | 0.83333
Fossil+Wind+PV+Storage | 1 | 1 | 0.1 | 0.1 | 1.2 | 0.3 | 0.5 | 25% | 1.6667
Nuclear+Fossil | 4 | 6480.2 | 1354.8 | 0 | 7835 | 0 | 0 | 0% | n/a
Nuclear+Hydro | 1 | 1959.4 | 1 | 0 | 1960.4 | 0 | 0 | 0% | n/a
Biomass+Hydro | 9 | 326.7 | 50.5 | 0 | 377.2 | 0 | 0 | 0% | n/a
Biomass+PV | 4 | 102.2 | 8.7 | 0 | 110.9 | 0 | 0 | 0% | n/a
Biomass+Storage | 1 | 1.2 | 0 | 0 | 1.2 | 1 | 2 | 83.33% | 2
Hydro+Storage | 8 | 291.15 | 0 | 0 | 291.15 | 62 | 77 | 21.29% | 1.2419
Geothermal+PV | 7 | 213.5 | 46.9 | 0 | 260.4 | 0 | 0 | 0% | n/a
Geothermal+PV+CSP | 1 | 47.2 | 22 | 2 | 71.2 | 0 | 0 | 0% | n/a
Newly installed in 2023 | # projects | Gen 1 (MW) | Gen 2 (MW) | Gen 3 (MW) | Total Gen (MW) | Storage capacity (MW) | Storage energy (MWh) | Storage: generator ratio | Duration (hrs)
Wind+Storage | 3 | 1112.7 | 0 | 0 | 1112.7 | 243 | 379.6 | 21.84% | 1.5621
Wind+PV | 0 | 0 | 0 | 0 | 0 | 0 | 0 | n/a | n/a
Wind+PV+Storage | 0 | 0 | 0 | 0 | 0 | 0 | 0 | n/a | n/a
PV+Storage | 62 | 5319.7 | 0 | 0 | 5319.7 | 3176.3 | 8724.2 | 59.71% | 2.7467
Fossil+PV | 2 | 243.4 | 57.5 | 0 | 300.9 | 0 | 0 | 0% | n/a
Fossil+Storage | 2 | 72.8 | 0 | 0 | 72.8 | 17 | 17.1 | 23.35% | 1.0059
Fossil+PV+Storage | 0 | 0 | 0 | 0 | 0 | 0 | 0 | n/a | n/a
Fossil+Hydro | 1 | 12.9 | 1.8 | 0 | 14.7 | 0 | 0 | 0% | n/a
Fossil+Wind+PV | 0 | 0 | 0 | 0 | 0 | 0 | 0 | n/a | n/a
Fossil+Wind | 0 | 0 | 0 | 0 | 0 | 0 | 0 | n/a | n/a
Fossil+Wind+Storage | 0 | 0 | 0 | 0 | 0 | 0 | 0 | n/a | n/a
Fossil+Wind+PV+Storage | 0 | 0 | 0 | 0 | 0 | 0 | 0 | n/a | n/a
Nuclear+Fossil | 0 | 0 | 0 | 0 | 0 | 0 | 0 | n/a | n/a
Nuclear+Hydro | 0 | 0 | 0 | 0 | 0 | 0 | 0 | n/a | n/a
Biomass+Hydro | 0 | 0 | 0 | 0 | 0 | 0 | 0 | n/a | n/a
Biomass+PV | 0 | 0 | 0 | 0 | 0 | 0 | 0 | n/a | n/a
Biomass+Storage | 0 | 0 | 0 | 0 | 0 | 0 | 0 | n/a | n/a
Hydro+Storage | 3 | 82 | 0 | 0 | 82 | 30 | 46 | 36.59% | 1.5333
Geothermal+PV | 3 | 57.9 | 19 | 0 | 76.9 | 0 | 0 | 0% | n/a
Geothermal+PV+CSP | 0 | 0 | 0 | 0 | 0 | 0 | 0 | n/a | n/a
Note: New is defined as when the project became a hybrid / co-located project (e.g., if a battery was added to an older plant in 2023 then it would be defined as new in 2023)
Sources: EIA 860 2023 Early Release, Berkeley Lab

## Generator+Storage Hybrids
Online generator+storage hybrid / co-located projects: wind+storage, PV+storage, fossil+storage
Sources: EIA 860 2023 Early Release, Berkeley Lab |  |  |  | Sources: EIA 860 2023 Early Release, Berkeley Lab
Generator+storage hybrid / co-located projects by region at end of 2023 |  |  |  | Generator+storage hybrid / co-located projects by state at end of 2023
Region | PV+Storage | Wind+Storage | Fossil+Storage | State | PV+Storage | Wind+Storage | Fossil+Storage
ERCOT | 2572 | 1968.5 | 357.6 | TX | 2722 | 1971.5 | 357.6
PJM | 12.6 | 445.6 | 240 | OK | 0 | 249.9 | 0
SPP | 11.4 | 274.9 | 0 | IL | 0 | 217.5 | 0
CAISO | 6160.5 | 163.5 | 1807.9 | WV | 0 | 198.1 | 0
Hawaii | 163.1 | 75 | 15.1 | CA | 6297.6 | 163.5 | 2166.2
West (non-ISO) | 3253 | 53.9 | 1155.6 | HI | 163.1 | 75 | 15.1
Southeast (non-ISO) | 952.3 | 0 | 677.2 | NM | 198.3 | 50.9 | 0
ISO-NE | 323.1 | 0 | 982.4 | PA | 0 | 30 | 8
MISO | 117.7 | 0 | 1359.9 | SD | 0 | 25 | 0
NYISO | 254.1 | 0 | 4 | AZ | 1398.6 | 0 | 797.3
Alaska | 0 | 0 | 50 | NV | 906 | 0 | 0
|  |  |  | CO | 600.8 | 0 | 0
|  |  |  | FL | 423.5 | 0 | 0
|  |  |  | GA | 410 | 0 | 1.2
|  |  |  | MA | 293.2 | 0 | 136.4
|  |  |  | AR | 110 | 0 | 0
|  |  |  | NY | 106.1 | 0 | 4
|  |  |  | SC | 73.6 | 0 | 0
|  |  |  | NC | 38.2 | 0 | 3
|  |  |  | VT | 21.4 | 0 | 0
|  |  |  | MN | 11 | 0 | 0
|  |  |  | AL | 10 | 0 | 676
|  |  |  | NE | 9.9 | 0 | 0
|  |  |  | CT | 7 | 0 | 0
|  |  |  | IN | 4 | 0 | 1173.7
|  |  |  | WA | 3.7 | 0 | 0
|  |  |  | OH | 3 | 0 | 0
|  |  |  | MD | 2.5 | 0 | 229
|  |  |  | NJ | 2.1 | 0 | 0
|  |  |  | WI | 1.9 | 0 | 0
|  |  |  | MS | 1.5 | 0 | 0
|  |  |  | MI | 0.8 | 0 | 0
|  |  |  | ME | 0 | 0 | 846
|  |  |  | LA | 0 | 0 | 186.2
|  |  |  | AK | 0 | 0 | 50

## All Capacity in Queues
Generation capacity in selected interconnection queues from 2014 to 2023, by resource type
Source: Berkeley Lab review of interconnection queues
Notes: Hybrid storage capacity is estimated using storage:generator ratios from projects that provide separate capacity data;
storage capacity in hybrids was not estimated for years prior to 2020; offshore wind was not separately identified prior to 2020.
type | year | standalone (GW) | hybrid (GW)
Solar | 2014 | 44.5641 | 0
Solar | 2015 | 56.8186 | 0
Solar | 2016 | 120.31 | 0
Solar | 2017 | 188.5093 | 0
Solar | 2018 | 253.7431 | 29.223
Solar | 2019 | 265.5685 | 101.5832
Solar | 2020 | 303.1761 | 159.2686
Solar | 2021 | 390.0792 | 285.5584
Solar | 2022 | 490.8282 | 456.6234
Solar | 2023 | 515.0829 | 571.1959
Wind | 2014 | 95.8759 | 0
Wind | 2015 | 109.5898 | 0
Wind | 2016 | 141.6755 | 0
Wind | 2017 | 180.1745 | 0
Wind | 2018 | 229.1448 | 3.0184
Wind | 2019 | 214.5888 | 10.9134
Wind | 2020 | 134.9308 | 13.229
Wind | 2021 | 153.345 | 16.851
Wind | 2022 | 164.5662 | 23.184
Wind | 2023 | 198.4069 | 47.743
Offshore Wind | 2014 | 0 | 0
Offshore Wind | 2015 | 0 | 0
Offshore Wind | 2016 | 0 | 0
Offshore Wind | 2017 | 0 | 0
Offshore Wind | 2018 | 0 | 0
Offshore Wind | 2019 | 0 | 0
Offshore Wind | 2020 | 60.979 | 0
Offshore Wind | 2021 | 74.657 | 2.546
Offshore Wind | 2022 | 111.7873 | 1.19
Offshore Wind | 2023 | 118.6114 | 1.19
Storage | 2014 | 0 | 0
Storage | 2015 | 7.3031 | 0
Storage | 2016 | 11.7382 | 0
Storage | 2017 | 18.8824 | 0
Storage | 2018 | 29.0334 | 0
Storage | 2019 | 55.4033 | 0
Storage | 2020 | 92.7364 | 111.7304
Storage | 2021 | 219.647 | 207.5617
Storage | 2022 | 312.0158 | 357.7916
Storage | 2023 | 502.9763 | 525.0483
Gas | 2014 | 145.1411 | 0
Gas | 2015 | 163.3493 | 0
Gas | 2016 | 133.3757 | 0
Gas | 2017 | 110.8705 | 0
Gas | 2018 | 85.6683 | 0.34425
Gas | 2019 | 76.7263 | 0.4803
Gas | 2020 | 69.8287 | 4.193
Gas | 2021 | 72.5755 | 2.4724
Gas | 2022 | 69.1456 | 13.8354
Gas | 2023 | 69.394 | 9.8192
Nuclear | 2014 | 9.963 | 0
Nuclear | 2015 | 9.554 | 0
Nuclear | 2016 | 2.3602 | 0
Nuclear | 2017 | 0.8248 | 0
Nuclear | 2018 | 1.2299 | 0
Nuclear | 2019 | 3.3335 | 0
Nuclear | 2020 | 3.3823 | 0
Nuclear | 2021 | 6.3243 | 0
Nuclear | 2022 | 6.457 | 0
Nuclear | 2023 | 9.993 | 0
Coal | 2014 | 3.6198 | 0
Coal | 2015 | 3.661 | 0
Coal | 2016 | 0.875 | 0
Coal | 2017 | 0.193 | 0
Coal | 2018 | 0.819 | 0
Coal | 2019 | 0.05 | 0
Coal | 2020 | 0.1307 | 0
Coal | 2021 | 0.943 | 0
Coal | 2022 | 1.4587 | 0
Coal | 2023 | 1.5157 | 0
Other | 2014 | 25.4064 | 0
Other | 2015 | 13.1619 | 0
Other | 2016 | 10.4722 | 0
Other | 2017 | 6.2335 | 0
Other | 2018 | 6.5894 | 0
Other | 2019 | 4.6477 | 0
Other | 2020 | 6.2163 | 1.6964
Other | 2021 | 9.4636 | 6.195
Other | 2022 | 11.0146 | 6.068
Other | 2023 | 20.3152 | 6.675

## Capacity in Queues, Time+Region
Capacity in selected interconnection queues from 2014 to 2023, by resource type and region
Source: Berkeley Lab review of interconnection queues
Notes: (1) Wind capacity includes onshore and offshore for all years, but offshore is only broken out starting in 2020.
(2) Hybrid storage capacity is estimated using storage:generator ratios from projects that provide separate capacity data; storage capacity in hybrids was not estimated for years prior to 2020.
(3) Hybrid generator capacity is included in all generator categories.
Region | Year | Wind | Offshore Wind | Solar | Gas | Standalone Storage | Hybrid Storage | Other
West non-ISO | 2007 | 34.319 | 0 | 0.001 | 5.962 | 0 |  | 3.895
West non-ISO | 2008 | 59.54 | 0 | 3.356 | 9.545 | 0 |  | 7.976
West non-ISO | 2009 | 89.439 | 0 | 14.892 | 11.415 | 0 |  | 6.643
West non-ISO | 2010 | 77.375 | 0 | 15.143 | 10.598 | 0 |  | 5.835
West non-ISO | 2011 | 52.302 | 0 | 16.29 | 9.819 | 0 |  | 7.34
West non-ISO | 2012 | 39.748 | 0 | 13.541 | 12.219 | 0 |  | 3.327
West non-ISO | 2013 | 29.7989 | 0 | 17.2906 | 12.5373 | 0 |  | 4.6129
West non-ISO | 2014 | 22.7704 | 0 | 14.3196 | 13.6941 | 0 |  | 6.2015
West non-ISO | 2015 | 23.0016 | 0 | 14.7283 | 7.67 | 0.207 |  | 5.2397
West non-ISO | 2016 | 22.5301 | 0 | 24.7284 | 8.2532 | 1.4821 |  | 4.2374
West non-ISO | 2017 | 37.5779 | 0 | 45.5238 | 9.4091 | 3.9591 |  | 3.4185
West non-ISO | 2018 | 54.8265 | 0 | 73.8827 | 8.0961 | 9.5398 |  | 3.0811
West non-ISO | 2019 | 49.9676 | 0 | 71.896 | 4.4247 | 14.8186 |  | 2.8052
West non-ISO | 2020 | 29.608 | 0 | 81.5168 | 4.1 | 15.3666 | 45.4598 | 4.8198
West non-ISO | 2021 | 49.0977 | 0 | 138.9088 | 6.3254 | 34.4978 | 87.8727 | 6.3651
West non-ISO | 2022 | 63.2293 | 0 | 253.7204 | 18.8045 | 73.9349 | 188.053 | 7.868
West non-ISO | 2023 | 89.8703 | 0 | 277.7947 | 13.172 | 92.4757 | 216.538 | 16.6244
Southeast non-ISO | 2007 | 0 | 0 | 0 | 0 | 0 |  | 0
Southeast non-ISO | 2008 | 0 | 0 | 0 | 0 | 0 |  | 0
Southeast non-ISO | 2009 | 0.021 | 0 | 0.643 | 13.497 | 0 |  | 14.145
Southeast non-ISO | 2010 | 0.021 | 0 | 0.65 | 25.527 | 0 |  | 9.422
Southeast non-ISO | 2011 | 1.088 | 0 | 0.674 | 29.661 | 0 |  | 11.379
Southeast non-ISO | 2012 | 1.042 | 0 | 1.351 | 25.709 | 0 |  | 17.202
Southeast non-ISO | 2013 | 0.8685 | 0 | 2.9275 | 21.549 | 0 |  | 11.638
Southeast non-ISO | 2014 | 0.45 | 0 | 4.6305 | 18.313 | 0 |  | 9.4407
Southeast non-ISO | 2015 | 0.42006 | 0 | 6.0143 | 22.842 | 0 |  | 9.3387
Southeast non-ISO | 2016 | 1.3286 | 0 | 21.1854 | 23.4012 | 0 |  | 5.5816
Southeast non-ISO | 2017 | 0.4362 | 0 | 33.5284 | 26.1265 | 0.014 |  | 1.29
Southeast non-ISO | 2018 | 0.7 | 0 | 39.3601 | 17.4236 | 0 |  | 2.5505
Southeast non-ISO | 2019 | 1.486 | 0 | 47.0078 | 34.6092 | 1.4487 |  | 2.9873
Southeast non-ISO | 2020 | 2.071 | 0 | 57.0872 | 39.19 | 2.902 | 6.489 | 2.8353
Southeast non-ISO | 2021 | 2.171 | 0 | 57.6919 | 24.15 | 5.089 | 10.5169 | 6.1013
Southeast non-ISO | 2022 | 2.449 | 0 | 66.1976 | 22.798 | 8.3677 | 15.9416 | 6.0806
Southeast non-ISO | 2023 | 3.153 | 0 | 98.8104 | 26.363 | 13.3158 | 23.0684 | 8.6083
CAISO | 2007 | 18.546 | 0 | 22.369 | 29.361 | 0 |  | 1.777
CAISO | 2008 | 13.2 | 0 | 31.2 | 19.7 | 0 |  | 1.14
CAISO | 2009 | 10.289 | 0 | 16.239 | 14.32 | 0 |  | 2.208
CAISO | 2010 | 11.37 | 0 | 29.875 | 14.308 | 0 |  | 2.984
CAISO | 2011 | 16.13 | 0 | 38.353 | 10.539 | 0 |  | 2.879
CAISO | 2012 | 6.703 | 0 | 26.54 | 13.101 | 0 |  | 1.241
CAISO | 2013 | 5.4231 | 0 | 14.3813 | 13.2037 | 0 |  | 1.0338
CAISO | 2014 | 4.2717 | 0 | 14.0229 | 9.5618 | 0 |  | 3.4299
CAISO | 2015 | 3.4705 | 0 | 19.1249 | 6.9653 | 5.205 |  | 2.8341
CAISO | 2016 | 4.2458 | 0 | 31.5487 | 5.6776 | 8.6163 |  | 0.0559
CAISO | 2017 | 4.4494 | 0 | 31.6749 | 3.396 | 12.8415 |  | 0.3559
CAISO | 2018 | 6.762 | 0 | 37.3327 | 1.1738 | 11.7775 |  | 0.008
CAISO | 2019 | 10.1479 | 0 | 43.8644 | 0.158 | 16.5425 |  | 0.0105
CAISO | 2020 | 11.0453 | 2.212 | 47.309 | 0.78 | 22.712 | 37.339 | 0.005
CAISO | 2021 | 11.328 | 6.382 | 74.192 | 0.8484 | 68.576 | 67.371 | 0.954
CAISO | 2022 | 11.437 | 6.544 | 64.285 | 0.8484 | 55.245 | 59.281 | 0.845
CAISO | 2023 | 37.617 | 6.887 | 161.998 | 6.0574 | 149.203 | 158.486 | 1.462
ERCOT | 2007 | 41.117 | 0 | 0 | 30.075 | 0 |  | 20.36
ERCOT | 2008 | 51.6 | 0 | 0.95 | 29.9 | 0 |  | 23.38
ERCOT | 2009 | 45.666 | 0 | 1.003 | 17.697 | 0 |  | 13.59
ERCOT | 2010 | 37.867 | 0 | 1.279 | 13 | 0 |  | 13.238
ERCOT | 2011 | 31.766 | 0 | 1.293 | 12.083 | 0 |  | 10.925
ERCOT | 2012 | 21.43 | 0 | 1.315 | 19.806 | 0 |  | 7.485
ERCOT | 2013 | 24.266 | 0 | 2.849 | 22.854 | 0 |  | 0.27
ERCOT | 2014 | 23.932 | 0 | 6.425 | 30.862 | 0 |  | 0.24
ERCOT | 2015 | 24.095 | 0 | 8.509 | 27.686 | 0.614 |  | 0.24
ERCOT | 2016 | 26.732 | 0 | 13.724 | 18.576 | 0.624 |  | 0.24
ERCOT | 2017 | 30.198 | 0 | 24.123 | 13.969 | 0.03 |  | 0
ERCOT | 2018 | 25.3154 | 0 | 36.3954 | 6.5518 | 1.0012 |  | 0
ERCOT | 2019 | 26.9026 | 0 | 53.5317 | 5.2826 | 2.0292 |  | 0.213
ERCOT | 2020 | 17.685 | 0 | 64.9132 | 4.935 | 12.779 | 7.638 | 0.2
ERCOT | 2021 | 15.4141 | 0 | 80.568 | 8.688 | 28.927 | 14.1987 | 0.2
ERCOT | 2022 | 17.9441 | 0 | 108.6024 | 10.118 | 47.473 | 33.789 | 0.2
ERCOT | 2023 | 22.878 | 0 | 121.3722 | 9.1551 | 75.7448 | 39.7784 | 0.253
SPP | 2007 | 20.616 | 0 | 0 | 3.005 | 0 |  | 2.826
SPP | 2008 | 47.9 | 0 | 0.07 | 4.2 | 0 |  | 4.142
SPP | 2009 | 39.521 | 0 | 0.088 | 4.653 | 0 |  | 2.985
SPP | 2010 | 15.979 | 0 | 0.08 | 2.18 | 0 |  | 0.192
SPP | 2011 | 20.027 | 0 | 0.04 | 0.778 | 0 |  | 1.104
SPP | 2012 | 19.246 | 0 | 0.056 | 1.924 | 0 |  | 0.198
SPP | 2013 | 15.8216 | 0 | 0.025 | 2.3248 | 0 |  | 0.097
SPP | 2014 | 14.327 | 0 | 1.1394 | 2.851 | 0 |  | 0.237
SPP | 2015 | 19.9626 | 0 | 1.8985 | 2.205 | 0.06 |  | 0.032
SPP | 2016 | 32.9224 | 0 | 3.7738 | 0.507 | 0.04019 |  | 0.569
SPP | 2017 | 52.5805 | 0 | 17.0473 | 1.583 | 0.84144 |  | 0.517
SPP | 2018 | 57.3092 | 0 | 25.3063 | 0.255 | 2.7984 |  | 0.04
SPP | 2019 | 56.9903 | 0 | 28.6689 | 0.29129 | 4.2116 |  | 0.029
SPP | 2020 | 45.4743 | 0 | 36.2603 | 5.258 | 5.734 | 3.579 | 0
SPP | 2021 | 43.2352 | 0 | 42.764 | 5.162 | 10.267 | 3.259 | 0.912
SPP | 2022 | 35.7705 | 0 | 51.477 | 3.352 | 13.451 | 4.6985 | 0.052
SPP | 2023 | 40.6445 | 0 | 60.561 | 7.192 | 24.73 | 11.7515 | 0.05
MISO | 2007 | 65.778 | 0 | 0 | 8.474 | 0 |  | 17.584
MISO | 2008 | 63.65 | 0 | 0 | 5.7 | 0 |  | 16.75
MISO | 2009 | 61.47 | 0 | 0 | 2.153 | 0 |  | 8.051
MISO | 2010 | 62.362 | 0 | 0 | 3.849 | 0 |  | 3.402
MISO | 2011 | 41.466 | 0 | 0.19 | 2.858 | 0 |  | 2.017
MISO | 2012 | 13.022 | 0 | 0 | 7.729 | 0 |  | 2.017
MISO | 2013 | 15.3499 | 0 | 0.11 | 6.283 | 0 |  | 3.813
MISO | 2014 | 11.5414 | 0 | 1.3784 | 18.0654 | 0 |  | 11.1242
MISO | 2015 | 19.2734 | 0 | 2.4895 | 18.6708 | 0.19714 |  | 3.957
MISO | 2016 | 36.0819 | 0 | 9.1808 | 15.2304 | 0.134 |  | 0.88834
MISO | 2017 | 29.2507 | 0 | 14.9626 | 10.8827 | 0.14 |  | 0.0388
MISO | 2018 | 33.6617 | 0 | 34.3826 | 8.3971 | 0.21 |  | 0.061
MISO | 2019 | 20.7493 | 0 | 50.4265 | 7.769 | 1.0275 |  | 0.20038
MISO | 2020 | 19.1796 | 0 | 63.5528 | 5.035 | 2.536 | 2.674 | 0.191
MISO | 2021 | 22.3166 | 0 | 112.3248 | 9.996 | 9.071 | 10.3085 | 1.546
MISO | 2022 | 33.2412 | 0 | 213.8658 | 12.5904 | 35.251 | 39.3654 | 1.659
MISO | 2023 | 31.4126 | 0 | 189.1448 | 10.1634 | 37.323 | 35.0174 | 8.4096
PJM | 2007 | 35.135 | 0 | 0 | 17.708 | 0 |  | 21.549
PJM | 2008 | 42.6 | 0 | 0.055 | 32.1 | 0 |  | 19.4
PJM | 2009 | 41.515 | 0 | 0.652 | 22.124 | 0 |  | 17.183
PJM | 2010 | 36.937 | 0 | 3.904 | 21.171 | 0 |  | 11.783
PJM | 2011 | 44.299 | 0 | 3.622 | 58.108 | 0 |  | 18.91
PJM | 2012 | 18.113 | 0 | 1.258 | 37.742 | 0 |  | 3.913
PJM | 2013 | 15.7732 | 0 | 1.8036 | 41.6511 | 0 |  | 3.2555
PJM | 2014 | 12.5379 | 0 | 2.432 | 41.7836 | 0 |  | 5.134
PJM | 2015 | 11.6257 | 0 | 3.4703 | 60.5981 | 0.866 |  | 4.101
PJM | 2016 | 7.6419 | 0 | 14.711 | 48.5336 | 0.46335 |  | 0.2557
PJM | 2017 | 10.9617 | 0 | 18.7088 | 35.5361 | 0.3331 |  | 0.2376
PJM | 2018 | 22.6952 | 0 | 30.3551 | 32.8517 | 1.0814 |  | 1.4116
PJM | 2019 | 27.1173 | 0 | 56.8072 | 17.1699 | 6.1548 |  | 0.9565
PJM | 2020 | 13.9873 | 15.6983 | 89.1231 | 10.0121 | 14.8983 | 8.046 | 1.0008
PJM | 2021 | 22.3683 | 16.9443 | 147.3858 | 16.5191 | 41.7212 | 12.8221 | 1.4609
PJM | 2022 | 15.8643 | 31.0713 | 164.2315 | 11.971 | 57.5503 | 15.6667 | 1.3386
PJM | 2023 | 12.0923 | 30.2593 | 150.0391 | 7.003 | 54.8815 | 31.9867 | 0.441
NYISO | 2007 | 7.491 | 0 | 0 | 8.884 | 0 |  | 1.235
NYISO | 2008 | 7.96 | 0 | 0 | 7.54 | 0 |  | 8.03
NYISO | 2009 | 6.984 | 0 | 0 | 6.991 | 0 |  | 2.689
NYISO | 2010 | 7.039 | 0 | 0 | 4.983 | 0 |  | 1.165
NYISO | 2011 | 5.699 | 0 | 0 | 6.058 | 0 |  | 0.482
NYISO | 2012 | 2.302 | 0 | 0 | 5.408 | 0 |  | 0.85
NYISO | 2013 | 2.217 | 0 | 0 | 6.278 | 0 |  | 0.0422
NYISO | 2014 | 2.0077 | 0 | 0.2103 | 3.5732 | 0 |  | 3.0772
NYISO | 2015 | 3.4589 | 0 | 0.153 | 7.5 | 0.06 |  | 0.5633
NYISO | 2016 | 4.3433 | 0 | 0.743 | 6.8055 | 0.2349 |  | 1.7304
NYISO | 2017 | 6.3122 | 0 | 1.9738 | 5.5111 | 0.2349 |  | 1.3239
NYISO | 2018 | 14.9129 | 0 | 4.1665 | 6.4984 | 1.4904 |  | 1.3139
NYISO | 2019 | 18.1184 | 0 | 10.0765 | 6.0953 | 6.8834 |  | 0.7637
NYISO | 2020 | 5.408 | 28.162 | 12.269 | 3.754 | 11.8885 | 0.268 | 0.117
NYISO | 2021 | 4.032 | 36.652 | 17.362 | 2.424 | 13.7715 | 0.36612 | 0.057
NYISO | 2022 | 4.095 | 62.682 | 18.967 | 2.429 | 22.419 | 0 | 0
NYISO | 2023 | 5.8204 | 63.0081 | 20.0306 | 0.027 | 36.0067 | 6.7043 | 0
ISO-NE | 2007 | 2.076 | 0 | 0 | 10.938 | 0 |  | 6.724
ISO-NE | 2008 | 5.8 | 0 | 0 | 12 | 0 |  | 9.86
ISO-NE | 2009 | 3.648 | 0 | 0 | 6.393 | 0 |  | 8.975
ISO-NE | 2010 | 3.92 | 0 | 0 | 6.315 | 0 |  | 7.73
ISO-NE | 2011 | 3.077 | 0 | 0.016 | 5.805 | 0 |  | 2.922
ISO-NE | 2012 | 2.137 | 0 | 0.016 | 3.67 | 0 |  | 1.151
ISO-NE | 2013 | 2.5057 | 0 | 0.0158 | 4.7416 | 0 |  | 0.993
ISO-NE | 2014 | 4.0378 | 0 | 0.006 | 6.437 | 0 |  | 0.10468
ISO-NE | 2015 | 4.282 | 0 | 0.431 | 9.212 | 0.094 |  | 0.071
ISO-NE | 2016 | 5.8494 | 0 | 0.71497 | 6.3911 | 0.14334 |  | 0.14899
ISO-NE | 2017 | 8.4079 | 0 | 0.96668 | 4.457 | 0.48834 |  | 0.069625
ISO-NE | 2018 | 15.9802 | 0 | 1.7847 | 4.4208 | 1.1352 |  | 0.17228
ISO-NE | 2019 | 14.2514 | 0 | 1.7012 | 0.92634 | 2.287 |  | 0.0656
ISO-NE | 2020 | 0.2258 | 14.907 | 3.9767 | 0.9576 | 3.645 | 0.237 | 0.131
ISO-NE | 2021 | 0.2328 | 17.225 | 4.4404 | 0.935 | 6.31 | 0.5276 | 0.1671
ISO-NE | 2022 | 2.1138 | 13.709 | 6.1049 | 0.0697 | 11.2989 | 0.99635 | 0.8871
ISO-NE | 2023 | 2.6618 | 19.647 | 6.528 | 0.0803 | 19.2958 | 1.7177 | 1.234
All Regions | 2007 | 225.078 | 0 | 22.37 | 114.407 | 0 |  | 75.95
All Regions | 2008 | 292.25 | 0 | 35.631 | 120.685 | 0 |  | 90.678
All Regions | 2009 | 298.553 | 0 | 33.517 | 99.243 | 0 |  | 76.469
All Regions | 2010 | 252.87 | 0 | 50.931 | 101.931 | 0 |  | 55.751
All Regions | 2011 | 215.854 | 0 | 60.478 | 135.709 | 0 |  | 57.958
All Regions | 2012 | 123.743 | 0 | 44.077 | 127.308 | 0 |  | 37.384
All Regions | 2013 | 112.0239 | 0 | 39.4028 | 131.4225 | 0 |  | 25.7554
All Regions | 2014 | 95.8759 | 0 | 44.5641 | 145.1411 | 0 |  | 38.9892
All Regions | 2015 | 109.5898 | 0 | 56.8186 | 163.3493 | 7.3031 |  | 26.3769
All Regions | 2016 | 141.6755 | 0 | 120.31 | 133.3757 | 11.7382 |  | 13.7074
All Regions | 2017 | 180.1745 | 0 | 188.5093 | 110.8705 | 18.8824 |  | 7.2513
All Regions | 2018 | 232.1632 | 0 | 282.966 | 85.6683 | 29.0339 |  | 8.6383
All Regions | 2019 | 225.7307 | 0 | 363.9802 | 76.7263 | 55.4033 |  | 8.0312
All Regions | 2020 | 144.6843 | 60.9793 | 456.0082 | 74.0217 | 92.4613 | 111.73 | 9.2999
All Regions | 2021 | 170.1957 | 77.2033 | 675.6376 | 75.0479 | 218.2305 | 207.2427 | 17.7633
All Regions | 2022 | 186.1442 | 114.0063 | 947.4516 | 82.981 | 324.9908 | 357.7916 | 18.9303
All Regions | 2023 | 246.1499 | 119.8014 | 1086.279 | 79.2132 | 502.9763 | 525.0483 | 37.0819

## Wind Capacity in Queues, Region
Wind power capacity in selected interconnection queues at end of 2023, by region
Source: Berkeley Lab review of interconnection queues
| Cumulative | Annual | Cumulative | Annual
| Onshore Wind | Onshore Wind | Offshore Wind | Offshore Wind
| Capacity (MW) | Capacity (MW) | Capacity (MW) | Capacity (MW)
| end of 2023 | end of 2023 | end of 2023 | end of 2023
CAISO | 37617 | 28362 | 6887 | 2412
ERCOT | 22878 | 7548 | 0 | 0
ISO-NE | 2661.8 | 449 | 19647 | 2204
MISO | 31412.6 | 0 | 0 | 0
NYISO | 5820.4 | 2959.1 | 63008.1 | 4001.1
PJM | 12092.3 | 100 | 30259.3 | 3481
SPP | 40644.5 | 15333 | 0 | 0
Southeast (non-ISO) | 3153 | 704 | 0 | 0
West (non-ISO) | 89870.32 | 38981 | 0 | 0

## Hybrid Capacity in Queues
Hybrid power plants in selected interconnection queues at end of 2023, including wind and solar hybrid configurations
[11 empty] | Region | % of Proposed Capacity Hybridizing in Each Region
[12 empty] | Solar | Wind | Nat. Gas | Storage
[11 empty] | CAISO | 97.73% | 33.99% | 88.13% | 52.09%
[11 empty] | ERCOT | 48.56% | 6.679% | 4.38% | 34.43%
[11 empty] | ISO-NE | 30.54% | 0% | 9.714% | 8.177%
[11 empty] | MISO | 19.78% | 5.73% | 0% | 48.41%
[11 empty] | NYISO | 24.08% | 4.068% | 0% | 15.7%
[11 empty] | PJM | 24.19% | 0.8241% | 0% | 36.82%
[11 empty] | SPP | 22.37% | 1.744% | 2.906% | 32.21%
[11 empty] | Southeast (non-ISO) | 34.25% | 0% | 0.3604% | 63.4%
[11 empty] | West (non-ISO) | 81.36% | 29.62% | 28.61% | 72.21%
[11 empty] | TOTAL | 52.58% | 13.37% | 12.4% | 51.07%
Notes: (1) Hybrid plants involving multiple generator types (e.g., wind+PV+storage, or just wind+PV) show up in all generator categories, presuming the capacity is known
for each generator type. (2) Hybrid storage capacity is estimated using storage:generator ratios from projects that provide separate capacity data.
Source: Berkeley Lab review of interconnection queues
Total capacity in 51 queues at end of 2023 |  |  |  | Total capacity in queues at end of 2023, by region
[5 empty] | Hybrid | Hybrid | Hybrid | Hybrid | Hybrid | Standalone | Standalone | Standalone | Standalone | Standalone | Standalone | Standalone | Standalone | Standalone | Standalone
[5 empty] | Wind | Solar | Nat. Gas | Storage | Other | Wind | Solar | Nat. Gas | Battery | Other Storage | Coal | Nuclear | Hydro | Geothermal | Other
| Hybrid | Standalone | Hybrid |  | Capacity (MW) | Capacity (MW) | Capacity (MW) | Capacity (MW) | Capacity (MW) | Capacity (MW) | Capacity (MW) | Capacity (MW) | Capacity (MW) | Capacity (MW) | Capacity (MW) | Capacity (MW) | Capacity (MW) | Capacity (MW) | Capacity (MW)
| GW | GW | % |  | end of 2023 | end of 2023 | end of 2023 | end of 2023 | end of 2023 | end of 2023 | end of 2023 | end of 2023 | end of 2023 | end of 2023 | end of 2023 | end of 2023 | end of 2023 | end of 2023 | end of 2023
Solar | 571.1959 | 515.0829 | 52.58% | CAISO | 15128 | 158327 | 5338.4 | 158486 | 1575.4 | 29376 | 3671 | 719 | 145765 | 3438 | 0 | 0 | 5 |  | 1457
Wind | 48.933 | 317.0183 | 13.37% | ERCOT | 1528 | 58935 | 401 | 39778.37 | 0 | 21350 | 62437.2 | 8754.1 | 75744.8 | 0 | 0 | 0 |  |  | 253
Storage | 525.0484 | 502.9763 | 51.07% | ISO-NE | 0 | 1993.9 | 7.8 | 1717.709 | 0 | 22308.8 | 4534.1 | 72.5 | 19289.9 | 5.9 | 0 | 0 | 35 |  | 1199
Natural Gas | 9.8192 | 69.394 | 12.4% | MISO | 1800 | 37412 | 0 | 35017.37 | 5258 | 29612.6 | 151732.8 | 10163.4 | 37323 | 0 | 1310 | 0 | 201 |  | 1640.6
Other | 6.84 | 12.927 | 34.6% | NYISO | 2800 | 4823 | 0 | 6704.341 | 0 | 66028.5 | 15207.6 | 27 | 36006.7 | 0 | 0 | 0 |  |  | 0
|  |  |  | PJM | 349 | 36293.4 | 0 | 31986.7 | 6.6 | 42002.6 | 113745.7 | 7003 | 54881.5 | 0 | 29 | 0 | 363 |  | 48.6
*Note: Hybrid storage capacity is estimated using |  |  |  | SPP | 709 | 13548 | 209 | 11751.5 | 0 | 39935.5 | 47013 | 6983 | 24730 | 0 | 0 | 0 |  |  | 50
storage:generator ratios from projects that provide |  |  |  | Southeast (non-ISO) | 0 | 33838 | 95 | 23068.37 | 0 | 3153 | 64972.43 | 26268 | 13315.8 | 0 | 119.7 | 5441 | 693.2 |  | 2354.4
separate capacity data |  |  |  | West (non-ISO) | 26619 | 226025.6 | 3768 | 216538 | 0 | 63251.32 | 51769.07 | 9404 | 83342.7 | 9133 | 57 | 4552 | 4379.51 | 1711.4 | 5924.45
|  |  |  | TOTAL | 48933 | 571195.9 | 9819.2 | 525048.36 | 6840 | 317018.32 | 515082.9 | 69394 | 490399.4 | 12576.9 | 1515.7 | 9993 | 5676.71 | 1711.4 | 12927.05
*Note: Hybrid storage capacity is estimated using storage:generator ratios from projects that provide separate capacity data
Wind and solar hybrid / co-located capacity in queues at end of 2023, by configuration
| Wind Capacity in Hybrids (MW) |  |  | Solar Capacity in Hybrids (MW)
| Wind+ Storage | Wind+ Solar | Wind+ Solar+ Storage | Solar+ Storage | Solar+ Wind | Solar+ Wind+ Storage | Gas+Solar+ Battery | Solar+Gas | Solar+Hydro
CAISO | 11910 | 0 | 3218 | 155310 |  | 3017
ERCOT | 1528 | 0 | 0 | 58935
ISO-NE | 0 | 0 | 0 | 1986.7 |  |  |  |  | 7.2
MISO | 1800 | 0 | 0 | 36212 |  | 1200
NYISO | 2800 | 0 | 0 | 4823
PJM | 150 | 199 | 0 | 35833.4 | 10 | 450
SPP | 538 | 0 | 171 | 13236 |  | 109 |  | 203
Southeast (non-ISO) | 0 | 0 | 0 | 33838
West (non-ISO) | 16643 | 0 | 9976 | 208263.6 | 161 | 7701 | 9900
Total | 35369 | 199 | 13365 | 548437.7 | 171 | 12477 | 9900 | 203 | 7.2
Note on B35: J Rand: Note: this total is estimated using gen:storage ratios for regions where storage capacity is not provided.
Note on C35: JRand: Note: includes "other storage" as of 3/20/21

## OEM Market Share
Annual U.S. market share of wind turbine manufacturers by MW, 2005–2023
Source: ACP
Turbine OEM | 2005 | 2006 | 2007 | 2008 | 2009 | 2010 | 2011 | 2012 | 2013 | 2014 | 2015 | 2016 | 2017 | 2018 | 2019 | 2020 | 2021 | 2022 | 2023
GE Vernova | 1431 | 1146 | 2341.5 | 3585 | 3994.5 | 2543.2 | 2006.1 | 5016.36 | 983.6 | 2912.21 | 3468.065 | 3421.045 | 2066.22 | 3010.915 | 4141.51 | 9069.71 | 6367 | 4917.652 | 3752.27
Vestas | 699.15 | 439.25 | 948.35 | 1120.035 | 1488.61 | 221.1 | 1969.35 | 1818.08 | 4 | 584.25 | 2869.6 | 3530.45 | 2481.05 | 2886.25 | 3002.65 | 6006.05 | 3499.35 | 2047.55 | 1917.5
Siemens (pre-2017) | 0 | 572.7 | 862.5 | 791.2 | 1161.5 | 828 | 1233.1 | 2637.93 | 87.31 | 1240.628 | 1218.924 | 829.127
Gamesa (pre-2017) | 50 | 74 | 494 | 616 | 600 | 566 | 154 | 1341.1 | 0 | 22.85 | 401.85 | 318.4
SGRE | [12 empty] | 1625.175 | 629.6 | 1424.155 | 1467.04 | 1875 | 691.48 | 244.9
Acciona (pre-2016) | 0 | 0 | 0 | 409.5 | 204 | 99 | 0 | 195 | 0 | 0 | 465
Nordex (pre-2016) | 0 | 0 | 2.5 | 0 | 62.5 | 20 | 287.5 | 275.1 | 0 | 90.4 | 137.5
Nordex | [11 empty] | 93 | 806.325 | 866.4 | 548.835 | 451.2 | 1764.675 | 854.4 | 580.8
Goldwind | 0 | 0 | 0 | 0 | 4.5 | 0 | 4.5 | 157.5 | 0 | 0 | 7.5 | 1.5 | 6 | 171.07 | 14 | 201.6 | 0 | 0 | 0
Other | 194.265 | 221.5 | 603.65 | 1840.7 | 2489.583 | 942.69 | 1165.48 | 1694.6 | 12.425 | 1.5 | 21.5 | 15 | 31.75 | 24.15 | 0.9 | 0 | 0 | 0 | 0

## Manufacturing Facilities
Location of wind turbine and component manufacturing facilities
Source: U.S. Department of Energy, ACP

## Manufacturing Capability
Domestic wind manufacturing capability vs. U.S. wind power capacity installations
Sources: ACP, independent analyst projections, Berkeley Lab
Note: Actual nacelle assembly, tower production, and blades production would be expected to be below maximum production capacity.
GW | 2006 | 2007 | 2008 | 2009 | 2010 | 2011 | 2012 | 2013 | 2014 | 2015 | 2016 | 2017 | 2018 | 2019 | 2020 | 2021 | 2022 | 2023 | 2024e | 2025e | 2026e | 2027e | 2028e
Actual wind capacity additions | 2.466 | 5.253 | 8.37 | 9.997 | 5.218 | 6.604 | 13.34 | 1.087 | 4.857 | 8.599 | 8.233 | 7.017 | 7.588 | 9.132 | 17.213 | 13.413 | 8.5111
Average forecast capacity additions | 2023: 6.474; 2024e: 8.3936; 2025e: 10.461; 2026e: 15.1975; 2027e: 17.575; 2028e: 18.65
Nacelle manufacturing capacity | 1.325 | 2.825 | 6.335 | 5.923 | 7.425 | 11.8854 | 13.4 | 12.9 | 11.4 | 10.2 | 11.7 | 11.7 | 15 | 15 | 15 | 12.3 | 13.8 | 14.9
Tower production capacity | 2012: 7.3966; 2013: 8.0588; 2014: 7.2356; 2015: 6.2467; 2016: 6.7856; 2017: 7.4298; 2018: 8.8695; 2019: 9.2892; 2020: 10.2; 2021: 9.2; 2022: 11.4; 2023: 12.53
Blade production capacity | 2012: 8.1104; 2013: 6.8656; 2014: 7.0129; 2015: 6.9919; 2016: 8.114; 2017: 8.9467; 2018: 9.234; 2019: 9.671; 2020: 9.18; 2021: 4.6; 2022: 3.7; 2023: 4.3

## OEM Profitability
Turbine OEM global profitability over time
Sources: OEM annual reports and financial statements | [9 empty] | Sources: OEM annual reports and financial statements
EBITDA | 2008 | 2009 | 2010 | 2011 | 2012 | 2013 | 2014 | 2015 | 2016 | 2017 | 2018 | 2019 | 2020 | 2021 | 2022 | 2023
Gamesa/SGRE | 13.64% | 13.81% | 12.89% | 11.83% | 6.529% | 12.33% | 12.86% | 14.84% | 16.5% | 9.331% | 9.384% | 8.791% | -1.192% | 2.304% | 1.294% | -39.4% | Gamesa in 2016 and earlier, SGRE in 2017 and after
Vestas | 12.69% | 9.234% | 9.884% | 5.226% | 4.144% | 8.711% | 14.14% | 14.94% | 17.84% | 16.59% | 13.61% | 12.76% | 9.326% | 8.154% | -3.017% | 7.08%
Nordex | 6.947% | 4.895% | 6.44% | -0.2172% | 0.7626% | 5.849% | 6.976% | 7.506% | 8.409% | 6.521% | 4.136% | 3.769% | 2.021% | 0.968% | -4.291% | 0.03082%
Goldwind | 19.71% | 19.21% | 16.81% | 7.897% | 3.139% | 5.734% | 14.11% | 12.27% | 16.81% | 18.18% | 16.93% | 10.52% | 8.836% | 12.9% | 10.89% | 9.361%
GE Vernova | #N/A | #N/A | #N/A | #N/A | #N/A | #N/A | #N/A | #N/A | #N/A | #N/A | #N/A | #N/A | #N/A | 1.525% | -19.2% | -10.51%
EBIT | 2008 | 2009 | 2010 | 2011 | 2012 | 2013 | 2014 | 2015 | 2016 | 2017 | 2018 | 2019 | 2020 | 2021 | 2022 | 2023
Gamesa/SGRE | 5.752% | 7.228% | 4.842% | 4.035% | 0.8255% | 5.522% | 6.711% | 8.391% | 10.32% | 7.059% | 7.597% | 7.089% | -2.457% | -0.9414% | -6.287% | -47.81% | Gamesa in 2016 and earlier, SGRE in 2017 and after
Vestas | 10.4% | 4.942% | 4.48% | -1.028% | -9.659% | 1.677% | 8.784% | 10.76% | 13.88% | 12.36% | 9.088% | 8.265% | 4.71% | 1.854% | -11.02% | 1.898%
Nordex | 5.547% | 3.382% | 4.126% | -3.225% | -5.682% | 3.099% | 4.497% | 5.193% | 4.966% | 1.41% | -2.204% | -0.5967% | -1.329% | -1.971% | -7.494% | -2.874%
Goldwind | 18.53% | 18.44% | 15.86% | 6.356% | 1.049% | 3.837% | 11.64% | 10.45% | 13.27% | 13.68% | 12.1% | 6.16% | 5.247% | 8.312% | 4.964% | 3.79%

## Wind Equip Imports over Time
Estimated imports of wind-powered generating sets, nacelles, towers, generators and generator parts, and blades and hubs
Note: Wind-related trade codes and definitions are not consistent over the full time period.
Source: Berkeley Lab analysis of data from USA Trade Online, https://usatrade.census.gov
Billion US$2023
| Annual Capacity Additions (GW) | Wind-powered generating sets and parts, including nacelles | Wind towers | Other wind-related equipment | Wind generators and generator parts | Wind blades and hubs
|  | (estimated for 2014−2019) | (estimated for 2006−2010) | (estimated for 2006−2011) | (2012-2023) | (2012−2023)
2006 | 2.466 | 1.8299 | 0.31265 | 0.76423 | - | -
2007 | 5.253 | 3.4944 | 0.73835 | 1.5314 | - | -
2008 | 8.37 | 3.5498 | 1.3679 | 2.2527 | - | -
2009 | 9.997 | 3.2311 | 0.85356 | 1.4688 | - | -
2010 | 5.218 | 1.7073 | 0.55074 | 1.0691 | - | -
2011 | 6.604 | 1.6715 | 0.59649 | 1.3647 | - | -
2012 | 13.34 | 1.2947 | 1.0947 | - | 0.60484 | 1.1836
2013 | 1.087 | 0.030366 | 0.12901 | - | 0.26125 | 0.35788
2014 | 4.857 | 0.53561 | 0.31555 | - | 0.42902 | 0.62744
2015 | 8.599 | 0.67487 | 0.37618 | - | 0.44458 | 1.048
2016 | 8.233 | 0.83569 | 0.37953 | - | 0.43774 | 1.1478
2017 | 7.017 | 0.93418 | 0.27629 | - | 0.36605 | 1.2215
2018 | 7.588 | 0.65422 | 0.24308 | - | 0.38617 | 1.1747
2019 | 9.132 | 0.4302 | 0.54466 | - | 0.32591 | 2.1573
2020 | 17.213 | 1.34 | 0.86214 | - | 0.2499 | 3.062
2021 | 13.413 | 0.57875 | 0.52791 | - | 0.22074 | 2.177
2022 | 8.5111 | 0.6528 | 0.18231 | - | 0.15194 | 1.2896
2023 | 6.402 | 0.30663 | 0.27067 | - | 0.15186 | 0.93351

## Wind Equip Imports by Country
Summary map of tracked wind-specific imports into the United States in 2023: top-10 countries of origin and states of entry (million 2023$)
(wind-powered generating sets and parts, towers, generators and generator parts, blades and hubs, and nacelles)
Notes: Line widths are proportional to amount of imports, by country. Figure does not intend to depict the destination of these imports, by state.
Source: Berkeley Lab analysis of data from USA Trade Online, https://usatrade.census.gov
Total wind-specific exports to U.S. (million 2023 US$) |  | Total wind-specific imports by U.S. districts of entry (million 2023 US$) |  | Total wind-specific imports by U.S. state (million 2023 US$)
Mexico | 570.636 | Laredo, TX | 345.444 | TX | 936.0918
Germany | 244.6398 | Houston-Galveston, TX | 315.92 | MA | 170.9795
Spain | 180.7335 | El Paso, TX | 273.913 | LA | 101.2104
India | 165.3737 | Boston, MA | 170.98 | PA | 75.9645
Denmark | 118.2241 | New Orleans, LA | 101.21 | CA | 67.0147
Vietnam | 70.7277 | Philadelphia, PA | 75.964 | IL | 65.8873
China | 67.6553 | Chicago, IL | 65.887 | VA | 58.1442
Canada | 55.4444 | Norfolk, VA | 58.144 | RI | 53.231
France | 47.7615 | Providence, RI | 53.231 | FL | 40.3877
Belgium | 34.5693 | San Francisco, CA | 46.676 | AL | 27.7584
Portugal | 31.6143 | Tampa, FL | 40.143 | MT | 22.6664
Korea, South | 25.2954 | Mobile, AL | 27.758 | MI | 11.8293
Turkey | 21.8765 | Great Falls, MT | 22.666 | NY | 8.7546
Serbia | 9.1415 | Los Angeles, CA | 17.155 | SC | 5.6431
Japan | 5.0966 | Detroit, MI | 11.829 | GA | 3.5103
Italy | 3.4394 | Charleston, SC | 5.643 | MN | 3.4911
Austria | 1.9908 | New York City, NY | 5.434 | OH | 2.9684
Brazil | 1.2871 | Savannah, GA | 3.51 | WA | 2.6283
Finland | 1.2514 | San Diego, CA | 3.184 | MD | 1.0498
Taiwan | 1.2462 | Minneapolis, MN | 3.139 | NC | 1.0094
Poland | 1.1832 | Cleveland, OH | 2.968 | ND | 0.77529
Other | 3.487 | Seattle, WA | 2.628 | OR | 0.56832
|  | Buffalo, NY | 2.216 | Other | 0.87345
|  | Ogdensburg, NY | 1.105
|  | Baltimore, MD | 1.05
|  | Wilmington, NC | 1.009
|  | Other | 3.868

## Imports by Country over Time
Wind equipment imports over time, by country: percent of total tracked wind-specific imports
Source: Berkeley Lab analysis of data from USA Trade Online, https://usatrade.census.gov
Top-5 | 2014 | 2015 | 2016 | 2017 | 2018 | 2019 | 2020 | 2021 | 2022 | 2023 | 2014-2023
China | 22.96% | 27.55% | 33.02% | 39.11% | 27.3% | 17% | 13.22% | 4.882% | 4.475% | 4.069% | 19.49%
Spain | 15.32% | 18.13% | 17.57% | 24.47% | 20.27% | 13.48% | 13.49% | 16.93% | 11.57% | 10.87% | 16.28%
Mexico | 4.134% | 6.041% | 4.857% | 7.288% | 8.539% | 8.866% | 11.55% | 18.85% | 29.06% | 34.32% | 12.16%
India | 1.977% | 1.036% | 1.757% | 2.535% | 5.512% | 11.34% | 18.57% | 14.61% | 21.69% | 9.946% | 9.721%
Denmark | 13.77% | 13.24% | 10.82% | 5.64% | 6.558% | 6.396% | 7.283% | 5.065% | 6.704% | 7.11% | 7.983%
Other | 41.83% | 34.01% | 31.99% | 20.96% | 31.82% | 42.91% | 35.89% | 39.66% | 26.5% | 33.68% | 34.37%
All Others
Brazil | 11.18% | 7.604% | 6.496% | 0.588% | 3.246% | 10.03% | 8.702% | 10.74% | 3.697% | 0.07741% | 6.806%
Canada | 2.236% | 5.144% | 2.893% | 6.06% | 7.886% | 5.33% | 5.08% | 5.898% | 4.445% | 3.335% | 5.001%
Germany | 4.139% | 3.759% | 3.025% | 2.4% | 4.597% | 2.689% | 7.531% | 3.284% | 1.737% | 14.71% | 4.572%
Korea, South | 6.514% | 1.473% | 2.782% | 4.066% | 5.232% | 6.041% | 3.405% | 4.178% | 3.41% | 1.521% | 3.938%
Vietnam | 4.992% | 2.648% | 2.45% | 1.175% | 3.598% | 6.722% | 2.103% | 4.126% | 4.112% | 4.254% | 3.511%
Indonesia | 1.455% | 4.33% | 3.909% | 2.203% | 1.657% | 3.058% | 1.634% | 1.254% | 0.2935% | 0.0005242% | 2.107%
Italy | 0.1628% | 2.094% | 2.784% | 1.273% | 0.6223% | 1.976% | 1.16% | 0.5125% | 0.5763% | 0.2069% | 1.239%
Malaysia | 0.01519% | 0.01477% | 0.01683% | 0.3337% | 0.3554% | 0.8362% | 2.45% | 4.81% | 0.4602% | 0.005134% | 1.195%
Turkey | 0.01273% | 0.1718% | 0.01111% | 0.01412% | 1.649% | 2.495% | 2.137% | 1.48% | 0.256% | 1.316% | 1.124%
Serbia | 2.716% | 1.351% | 2.355% | 0.2631% | 0.3289% | 1.096% | 0.4946% | 0.2803% | 0.3531% | 0.5498% | 0.9215%
Japan | 4.035% | 1.907% | 0.8512% | 0.2638% | 0.3163% | 0.8488% | 0.1041% | 0.106% | 0.09113% | 0.3065% | 0.758%
France | 0.7389% | 0.9055% | 2.36% | 0.3257% | 0.3451% | 0.2488% | 0.04274% | 0.149% | 0.1532% | 2.873% | 0.6579%
Belgium | 0.00842% | 0.01031% | 0.01818% | 0.01469% | 0.003575% | 0.002449% | 0.0003668% | 1.512% | 3.281% | 2.079% | 0.5314%
United Kingdom | 0.8656% | 0.8966% | 0.8364% | 0.7195% | 0.7207% | 0.677% | 0.08799% | 0.08278% | 0.08138% | 0.05107% | 0.484%
Taiwan | 1.402% | 0.7641% | 0.5064% | 0.3241% | 0.2458% | 0.1623% | 0.0511% | 0.07367% | 0.08484% | 0.07495% | 0.3217%
Sweden | 0.04053% | 0.07646% | 0.01794% | 0.0103% | 0.08818% | 0.1004% | 0.02095% | 0.01404% | 2.061% | 0.003227% | 0.1909%
Argentina | 0.0006596% | 0.0009705% | 0% | 0.001286% | 0% | 0.0001347% | 0.3348% | 0.5343% | 0.9074% | 0% | 0.1877%
Portugal | 0.001671% | 0.003156% | 0.003386% | 0.0007911% | 0.003245% | 0.001447% | 0.001052% | 0.2197% | 0.003261% | 1.901% | 0.1291%
Austria | 0.108% | 0.08346% | 0.09941% | 0.2597% | 0.09632% | 0.118% | 0.03473% | 0.06655% | 0.3329% | 0.1197% | 0.12%
Poland | 0.314% | 0.1189% | 0.02475% | 0.1089% | 0.3274% | 0.02842% | 0.03247% | 0.02533% | 0.04287% | 0.07116% | 0.09475%
Switzerland | 0.2558% | 0.1755% | 0.145% | 0.1234% | 0.08817% | 0.03282% | 0.001137% | 0.06441% | 0.002063% | 0.007813% | 0.08111%
Morocco | 0% | 0.007656% | 0.02601% | 0.06067% | 0.05324% | 0.03932% | 0.1407% | 0.105% | 0% | 0% | 0.05633%
Netherlands | 0.1622% | 0.0569% | 0.08238% | 0.05008% | 0.06917% | 0.06578% | 0.0009278% | 0.008208% | 0.006734% | 0.01819% | 0.04703%
Finland | 0.08298% | 0.05812% | 0.0169% | 0.1228% | 0.05317% | 0.07577% | 0.004045% | 0.009806% | 0.01847% | 0.07526% | 0.04696%
Czech Republic | 0.08586% | 0.08325% | 0.03841% | 0.02745% | 0.02736% | 0.0329% | 0.05871% | 0.001227% | 0.01498% | 0.03793% | 0.04064%
Marshall Islands | 0% | 0% | 0% | 0% | 0% | 0% | 0.2135% | 0% | 0% | 0% | 0.03815%
Estonia | 0.05168% | 0.003382% | 0.005023% | 0.03581% | 0.03734% | 0.01577% | 0.01821% | 0.026% | 0.01333% | 0.01981% | 0.02167%
Slovakia | 0.045% | 0.05222% | 0.05218% | 0.02429% | 0.01772% | 0.01242% | 0% | 9.286e-05% | 0.001642% | 0% | 0.01891%
Hungary | 0.01376% | 0.008523% | 0.006934% | 0.007681% | 0.01435% | 0.02735% | 0.02247% | 0.05061% | 0.0005661% | 0.0009047% | 0.01784%
Thailand | 0.02946% | 0.01049% | 0.008076% | 0.01724% | 0.03872% | 0.03488% | 8.028e-05% | 0.01181% | 0.01814% | 0.01407% | 0.01693%
Romania | 0.02101% | 0.025% | 0.04691% | 0.005341% | 0.005719% | 0.04921% | 0% | 0% | 0.0128% | 0% | 0.01675%
Norway | 0.00886% | 0.03708% | 0.006789% | 0.01524% | 0.01687% | 0.01292% | 0.001064% | 0.005598% | 0.005266% | 0.004691% | 0.01084%
Israel | 0.004122% | 0.003587% | 0.01721% | 0.01016% | 0.004889% | 0.006345% | 0% | 0.0159% | 0.005574% | 0.01982% | 0.007915%
Ireland | 0.05724% | 0.001241% | 0.01219% | 0.007372% | 0.001329% | 0.00123% | 0.0003943% | 8.856e-05% | 0.001165% | 0.003761% | 0.006733%
Australia | 0.005248% | 0.02323% | 0.004143% | 0.002855% | 0.002422% | 0.002918% | 0.003331% | 0.002144% | 0.001268% | 0.0009518% | 0.004756%
Bulgaria | 0.006634% | 0.002915% | 0.001607% | 0.004885% | 0.002151% | 0.0103% | 0.003159% | 0.002424% | 0.008996% | 0.000996% | 0.004452%
Hong Kong | 0.003559% | 0.009246% | 0.003023% | 0.01603% | 0.007186% | 0.001583% | 0% | 0% | 0.007766% | 0% | 0.004442%
Singapore | 0.01032% | 0.006168% | 0.003061% | 0.001848% | 0.003045% | 0.003631% | 0.0003623% | 0.006682% | 0% | 0.0002933% | 0.003351%
Lithuania | 0.0002645% | 0% | 0.001542% | 0.001633% | 0.01263% | 0.004822% | 0.0001003% | 0.009154% | 0% | 0.002604% | 0.003278%
Costa Rica | 0.001536% | 0.006767% | 0.009163% | 0.006804% | 0.006266% | 0.002856% | 0% | 0% | 0% | 0% | 0.003261%
Latvia | 0.01014% | 0.008078% | 0.001556% | 0.003557% | 0.0006743% | 0.002322% | 0.004292% | 0% | 0% | 0% | 0.003084%
Croatia | 0% | 0.02436% | 0.001477% | 0.0004664% | 0.00378% | 0.001546% | 0% | 0.0001991% | 0% | 0% | 0.002964%
United Arab Emirates | 0% | 0.009858% | 0.005368% | 0.000246% | 0.005374% | 0% | 0% | 0% | 0% | 0.01124% | 0.002544%
Slovenia | 0.003197% | 0.009333% | 0.006439% | 0.00183% | 0.004317% | 0.0004922% | 0.0001886% | 0% | 0% | 0% | 0.002386%
Suriname | 0% | 0% | 0.02248% | 0% | 0% | 0% | 0% | 0% | 0% | 0% | 0.002265%
Bosnia and Herzegovina | 0.002603% | 0.01876% | 0% | 0% | 0% | 0.002136% | 0% | 0% | 0% | 0% | 0.002158%
Russia | 0% | 0.0002664% | 0% | 0.0001502% | 0.01732% | 0.003325% | 0% | 0% | 0% | 0% | 0.002005%
St Kitts and Nevis | 0.01493% | 0.002254% | 0.004277% | 0.0006433% | 0.0001317% | 0.0007539% | 4.501e-05% | 0% | 0% | 0% | 0.001859%
Nicaragua | 0% | 0.003442% | 0.005028% | 0.0007677% | 0% | 0% | 0% | 0% | 0% | 0% | 0.0008973%
Bhutan | 0% | 0% | 0% | 0% | 0% | 0% | 0.004844% | 0% | 0% | 0% | 0.0008655%
Ecuador | 0% | 0% | 0.0001105% | 0% | 0.002636% | 0% | 0% | 0.0008241% | 0.005768% | 0.0004302% | 0.000788%
Sri Lanka | 0.009922% | 0.0001169% | 0% | 0% | 0.000124% | 0% | 0% | 0% | 0% | 0% | 0.0007143%
Vatican City | 0% | 0% | 0.00683% | 0% | 0% | 0% | 0% | 0% | 0% | 0% | 0.0006882%
New Zealand | 0.001289% | 0% | 0.0002457% | 0.0004883% | 9.424e-05% | 0.002933% | 5.603e-05% | 0% | 0% | 0% | 0.0005577%
South Africa | 0.002257% | 0.0001661% | 0.0001406% | 0.0008726% | 0.0002156% | 0.0007223% | 0% | 0.0001476% | 0% | 0% | 0.000404%
Ukraine | 0% | 0% | 0% | 0.0002133% | 0.0002205% | 0% | 0% | 0% | 0% | 0.006215% | 0.0003763%
Mauritius | 0% | 0% | 0% | 0.0006377% | 0.003381% | 0% | 0% | 0% | 0% | 0% | 0.0003658%
Chile | 0% | 0% | 0% | 0% | 0.001108% | 0.001959% | 0% | 0% | 0% | 0% | 0.0003488%
Dominican Republic | 0.0008963% | 0% | 0.0002287% | 8.021e-05% | 0.000116% | 0.001915% | 0% | 0% | 0% | 0% | 0.0003487%
Burkina Faso | 0.004896% | 0% | 0% | 0% | 0% | 0% | 0% | 0% | 0% | 0% | 0.0003418%
Seychelles | 0% | 0.003672% | 0% | 0% | 0% | 0% | 0% | 0% | 0% | 0% | 0.0003333%
Greece | 0% | 0% | 0.0004473% | 0.002656% | 0% | 0% | 0% | 0% | 0% | 0% | 0.000316%
Belize | 0% | 0% | 0.002506% | 0% | 0% | 0% | 0% | 0% | 0% | 0% | 0.0002525%
Guatemala | 0% | 0% | 0.001492% | 0% | 0% | 0.0002056% | 0% | 0% | 0% | 0% | 0.0001766%
Tunisia | 0.0006006% | 0% | 0% | 8.056e-05% | 0.001225% | 0% | 0% | 0% | 0% | 0% | 0.0001592%
Bahamas | 0.0003924% | 0.001377% | 0% | 0% | 0% | 0% | 0% | 0% | 0% | 0% | 0.0001524%
El Salvador | 0% | 0% | 0% | 0% | 0% | 0.0003023% | 0% | 0.0008913% | 0% | 0% | 0.0001398%
Colombia | 0.0008365% | 0.0005089% | 0% | 0% | 0.0003411% | 0% | 0% | 0% | 0% | 0% | 0.0001349%
Pakistan | 0% | 0% | 0% | 0% | 0% | 9.007e-05% | 0.0006405% | 0% | 0% | 0% | 0.000126%
Philippines | 0% | 0% | 0.000806% | 0% | 0.000221% | 0% | 0% | 0% | 0.0001427% | 0% | 0.0001114%
Brunei | 0% | 0% | 0% | 0.001052% | 0% | 0% | 0% | 0% | 0% | 0% | 0.0001073%
Peru | 0.001236% | 0% | 0% | 0% | 0% | 0% | 0% | 0% | 0% | 0% | 8.629e-05%
Georgia | 0.0008788% | 0% | 0% | 0% | 0% | 0% | 0% | 0% | 0% | 0% | 6.135e-05%
Niger | 0% | 0% | 0% | 0% | 0% | 0% | 0.0003245% | 0% | 0% | 0% | 5.799e-05%
Luxembourg | 0% | 0% | 0% | 0% | 0.0001815% | 0% | 0% | 0% | 0.0005412% | 0% | 5.608e-05%
Norfolk Island | 0% | 0% | 0.0005292% | 0% | 0% | 0% | 0% | 0% | 0% | 0% | 5.332e-05%
French Polynesia | 0% | 0% | 0% | 0% | 0.0005746% | 0% | 0% | 0% | 0% | 0% | 5.112e-05%
Tokelau | 0% | 0% | 0% | 0% | 0.0001147% | 0.0003198% | 0% | 0% | 0% | 0% | 5.106e-05%
Panama | 0% | 0% | 0% | 0% | 0.0005526% | 0% | 0% | 0% | 0% | 0% | 4.916e-05%
Guinea | 0% | 0% | 0% | 0% | 0% | 0.0003787% | 0% | 0% | 0% | 0% | 4.838e-05%
Iceland | 0.0001735% | 0% | 0% | 0% | 0.0003993% | 0% | 0% | 0% | 0% | 0% | 4.763e-05%
Belarus | 0% | 0% | 0.0001356% | 0% | 0.0003529% | 0% | 0% | 0% | 0% | 0% | 4.506e-05%
Curacao | 0% | 0.0004691% | 0% | 0% | 0% | 0% | 0% | 0% | 0% | 0% | 4.258e-05%
Nepal | 0% | 0% | 0% | 0% | 0% | 0.0002574% | 0% | 0% | 0% | 0% | 3.289e-05%
Madagascar | 0% | 0.0002556% | 0% | 0% | 0% | 0% | 0% | 0% | 0% | 0% | 2.321e-05%
Venezuela | 0% | 0.0002407% | 0% | 0% | 0% | 0% | 0% | 0% | 0% | 0% | 2.185e-05%
Papua New Guinea | 0% | 0% | 0% | 0.0002073% | 0% | 0% | 0% | 0% | 0% | 0% | 2.115e-05%
Honduras | 0% | 0% | 0% | 0% | 0.000221% | 0% | 0% | 0% | 0% | 0% | 1.966e-05%
Qatar | 0% | 0% | 0% | 0% | 0% | 8.466e-05% | 0% | 0% | 0.0001078% | 0% | 1.877e-05%
Afghanistan | 0% | 0% | 0% | 0.0001717% | 0% | 0% | 0% | 0% | 0% | 0% | 1.752e-05%
Burma | 0% | 0% | 0% | 0% | 0.0001105% | 0% | 0% | 0% | 0% | 0% | 9.831e-06%
Mali | 0% | 0% | 0% | 0% | 0% | 7.184e-05% | 0% | 0% | 0% | 0% | 9.177e-06%
2014
2023

## Equip Import by Component
Origins of U.S. imports of selected wind turbine equipment
Source: Berkeley Lab analysis of data from USA Trade Online, https://usatrade.census.gov
Wind-powered generating sets and nacelles (nacelles for 2020-present only)
|  | 2005 | 2006 | 2007 | 2008 | 2009 | 2010 | 2011 | 2012 | 2013 | 2014 | 2015 | 2016 | 2017 | 2018 | 2019 | 2020 | 2021 | 2022 | 2023
| Europe | 84.4% | 73.29% | 72.74% | 76.93% | 62.8% | 75.6% | 95.69% | 67.22% | 54.02% | 71.78% | 87.3% | 67.29% | 72.42% | 98.19% | 74.71% | 39.77% | 62.55% | 53.73% | 81.07%
| Asia | 15.56% | 26.62% | 27.2% | 22.96% | 36.38% | 23.68% | 3.395% | 31.5% | 43.37% | 27.56% | 12.2% | 30.12% | 25.63% | 0.5048% | 20.55% | 45.01% | 10.02% | 38.02% | 17.97%
| South America | 0% | 0% | 0% | 0.0001914% | 0% | 0.1279% | 0.01888% | 0.64% | 0% | 0% | 0% | 0.2224% | 1.385% | 0.1421% | 0.2697% | 14.69% | 26.73% | 7.865% | 0.003604%
| North America | 0.03165% | 0.08792% | 0.05925% | 0.1025% | 0.8088% | 0.5862% | 0.8858% | 0.6391% | 2.615% | 0.6625% | 0.5026% | 2.36% | 0.56% | 1.165% | 4.467% | 0.5261% | 0.6944% | 0.3937% | 0.9489%
| Other | 0.00105% | 0.0001681% | 0% | 0.01167% | 0.011% | 0.006466% | 0.0058% | 0.001012% | 0% | 0% | 0% | 0% | 0% | 0% | 0% | 0.0005809% | 0.0008938% | 0% | 0.004341%
| Total Imports (Billion US$2023) | 0.75277 | 1.8299 | 3.4944 | 3.5498 | 3.2311 | 1.7073 | 1.6715 | 1.2947 | 0.030366 | 0.32599 | 0.29094 | 0.16188 | 0.25977 | 0.24207 | 0.098651 | 1.34 | 0.57875 | 0.6528 | 0.30663
Wind Towers
|  | 2011 | 2012 | 2013 | 2014 | 2015 | 2016 | 2017 | 2018 | 2019 | 2020 | 2021 | 2022 | 2023
| Asia | 80.49% | 81.17% | 60.96% | 56.3% | 39.24% | 51.53% | 30.09% | 56.32% | 77.2% | 48.39% | 62.69% | 46.36% | 6.754%
| North America | 16.82% | 13.06% | 36.3% | 17.05% | 36.8% | 16.88% | 35.08% | 31.12% | 16.5% | 28.48% | 28.97% | 35.83% | 5.248%
| Europe | 2.698% | 5.086% | 2.576% | 25.03% | 23.96% | 31.59% | 34.83% | 12.56% | 6.109% | 19.6% | 4.764% | 6.165% | 88%
| South America | 0% | 0.4566% | 0.169% | 1.611% | 0% | 0% | 0% | 0% | 0.1871% | 2.174% | 3.572% | 11.65% | 0%
| Other | 0% | 0.2255% | 0.003609% | 0% | 0% | 0% | 0% | 0% | 0% | 1.366% | 0% | 0% | 0%
| Total Imports (Billion US$2023) | 0.596 | 1.095 | 0.129 | 0.316 | 0.376 | 0.38 | 0.276 | 0.243 | 0.545 | 0.862 | 0.528 | 0.182 | 0.271
Wind blades and hubs
|  | 2012 | 2013 | 2014 | 2015 | 2016 | 2017 | 2018 | 2019 | 2020 | 2021 | 2022 | 2023
| Asia | 23.18% | 25.76% | 38.53% | 44.57% | 59.65% | 68.17% | 60.92% | 46.51% | 42.62% | 35.04% | 30% | 23.56%
| Europe | 26.36% | 7.503% | 24.49% | 35.55% | 22.65% | 21.43% | 22.57% | 20.19% | 26.31% | 22.16% | 13.91% | 11.38%
| North America | 2.062% | 0.606% | 0.12% | 0.09623% | 0.5622% | 9.536% | 9.538% | 19% | 21.58% | 32.46% | 53.62% | 64.93%
| South America | 48.4% | 66.12% | 36.86% | 19.79% | 17.14% | 0.8558% | 6.975% | 14.3% | 9.232% | 10.17% | 2.472% | 0.1305%
| Other | 0.001883% | 0.00252% | 0.001288% | 0% | 0% | 0.0008396% | 0.0002202% | 0% | 0.2534% | 0.169% | 0% | 0%
| Total Imports (Billion US$2023) | 1.184 | 0.358 | 0.627 | 1.048 | 1.148 | 1.222 | 1.175 | 2.157 | 3.062 | 2.177 | 1.29 | 0.934
Wind generators and generator parts
|  | 2012 | 2013 | 2014 | 2015 | 2016 | 2017 | 2018 | 2019 | 2020 | 2021 | 2022 | 2023
| Asia | 46.53% | 64.74% | 46.08% | 41.47% | 28.48% | 26.62% | 29.68% | 44% | 33.21% | 42.68% | 49.42% | 42.67%
| Europe | 29.75% | 30.24% | 44.85% | 28.27% | 40.24% | 26.69% | 14.81% | 54.15% | 65.24% | 55.66% | 47.98% | 55.41%
| North America | 23.37% | 4.867% | 9.005% | 30.06% | 31.12% | 46.68% | 55.33% | 1.839% | 1.463% | 1.584% | 2.248% | 1.876%
| Other | 0.3539% | 0.1574% | 0.06839% | 0.1925% | 0.1647% | 0.005388% | 0.1737% | 0.01608% | 0.08684% | 0.07564% | 0.3445% | 0.04433%
| Total Imports (Billion US$2023) | 0.605 | 0.261 | 0.429 | 0.445 | 0.438 | 0.366 | 0.386 | 0.326 | 0.25 | 0.221 | 0.152 | 0.152
Top 5 import countries for 2023
|  | Wind-powered generating sets and nacelles |  | Towers |  | Wind blades and hubs |  | Wind generators and generator parts
|  | country | import percentage | country | import percentage | country | import percentage | country | import percentage
| 1 | Denmark | 26.7% | Germany | 65.35% | Mexico | 60.42% | Vietnam | 36.96%
| 2 | Spain | 18.07% | Portugal | 11.68% | India | 12.38% | Germany | 23.97%
| 3 | France | 14.72% | Denmark | 9.065% | Spain | 9.936% | Spain | 19.81%
| 4 | India | 13.74% | Canada | 3.999% | China | 5.56% | Serbia | 5.808%
| 5 | Belgium | 11.27% | South Korea | 3.399% | Canada | 4.512% | China | 2.839%
Total 2023 imports:
$152 million
Top countries:
Vietnam (37%)
Germany (24%)
Spain (20%)
Serbia (6%)
China (3%)
Total 2023 imports:
$934 million
Top countries:
Mexico (60%)
India (12%)
Spain (10%)
China (6%)
Canada (5%)
Total 2023 imports:
$271 million
Top countries:
Germany (65%)
Portugal (12%)
Denmark (9%)
Canada (4%)
South Korea (3%)

## Capacity by Owner
Cumulative and 2023 wind power capacity categorized by owner type
Source: Berkeley Lab estimates based on ACP
Through Year | GW |  |  |  | Percent of Total
| IOU | POU | IPP | Other | IOU | POU | IPP | Other
1998 | 0.00725 | 0.008405 | 1.4849 | 0.002475 | 0.4824% | 0.5592% | 98.79% | 0.1647%
1999 | 0.079736 | 0.022159 | 2.2823 | 0.004125 | 3.339% | 0.9278% | 95.56% | 0.1727%
2000 | 0.079736 | 0.025559 | 2.3495 | 0.00435 | 3.242% | 1.039% | 95.54% | 0.1769%
2001 | 0.091856 | 0.035989 | 4.0134 | 0.008316 | 2.214% | 0.8673% | 96.72% | 0.2004%
2002 | 0.091856 | 0.10179 | 4.3443 | 0.022224 | 2.014% | 2.232% | 95.27% | 0.4873%
2003 | 0.091856 | 0.13486 | 5.9084 | 0.08994 | 1.476% | 2.166% | 94.91% | 1.445%
2004 | 0.25236 | 0.15509 | 6.0916 | 0.1224 | 3.811% | 2.342% | 92% | 1.849%
2005 | 0.60176 | 0.2204 | 8.0283 | 0.14541 | 6.689% | 2.45% | 89.24% | 1.616%
2006 | 1.1904 | 0.24641 | 9.7723 | 0.2403 | 10.4% | 2.152% | 85.35% | 2.099%
2007 | 1.7177 | 0.51411 | 14.1768 | 0.29325 | 10.28% | 3.078% | 84.88% | 1.756%
2008 | 3.2059 | 0.55101 | 20.8336 | 0.47374 | 12.79% | 2.198% | 83.12% | 1.89%
2009 | 4.2633 | 1.0662 | 29.081 | 0.65897 | 12.16% | 3.04% | 82.92% | 1.879%
2010 | 4.8649 | 1.2216 | 33.4466 | 0.75639 | 12.07% | 3.032% | 83.02% | 1.877%
2011 | 6.3567 | 1.4255 | 38.412 | 0.91479 | 13.49% | 3.026% | 81.54% | 1.942%
2012 | 7.4848 | 1.6442 | 49.9698 | 1.1459 | 12.42% | 2.729% | 82.94% | 1.902%
2013 | 7.5295 | 1.646 | 51 | 1.1566 | 12.28% | 2.684% | 83.15% | 1.886%
2014 | 8.8103 | 1.646 | 54.5724 | 1.1572 | 13.31% | 2.487% | 82.45% | 1.748%
2015 | 9.8494 | 1.646 | 61.8623 | 1.4227 | 13.17% | 2.201% | 82.73% | 1.903%
2016 | 10.8668 | 1.646 | 69.0045 | 1.4657 | 13.1% | 1.984% | 83.15% | 1.766%
2017 | 11.4814 | 1.646 | 75.4041 | 1.4679 | 12.76% | 1.829% | 83.78% | 1.631%
2018 | 12.99 | 1.6484 | 81.4773 | 1.4723 | 13.31% | 1.689% | 83.49% | 1.509%
2019 | 15.4821 | 1.6539 | 88.1067 | 1.4773 | 14.51% | 1.55% | 82.56% | 1.384%
2020 | 20.2941 | 1.6539 | 100.4903 | 1.4773 | 16.38% | 1.335% | 81.1% | 1.192%
2021 | 23.712 | 1.6539 | 110.5819 | 1.4773 | 17.25% | 1.204% | 80.47% | 1.075%
2022 | 25.1066 | 1.6539 | 117.6983 | 1.4773 | 17.2% | 1.133% | 80.65% | 1.012%
2023 | 25.7783 | 1.6539 | 123.4926 | 1.4773 | 16.91% | 1.085% | 81.03% | 0.9693%
Latest-year annual data (MW): |  |  |  |  | Pecent of total
2023 | 671.74 | 0 | 5801.96 | 0 | 10.38% | 0% | 89.62% | 0%

## Capacity by Offtake
Cumulative and 2023 wind power capacity categorized by power off-take arrangement
Source: Berkeley Lab estimates based on ACP
Through Year | GW | [6 empty] | Percent of Total
| IOU | POU | Undisclosed | Power Marketer | Retail | On-Site | Merchant/Quasi-Merchant | IOU | POU | Undisclosed | Power Marketer | Retail | On-Site | Merchant/Quasi-Merchant
1998 | 1.4522 | 0.048555 | 0 | 0 | 0 | 0.002225 | 0 | 96.62% | 3.23% | 0% | 0% | 0% | 0.148% | 0%
1999 | 2.2918 | 0.093209 | 0 | 0 | 0 | 0.003275 | 0 | 95.96% | 3.903% | 0% | 0% | 0% | 0.1371% | 0%
2000 | 2.3203 | 0.11341 | 0 | 0.0104 | 0 | 0.0035 | 0.01155 | 94.35% | 4.612% | 0% | 0.4229% | 0% | 0.1423% | 0.4697%
2001 | 2.8084 | 0.46064 | 0 | 0.83456 | 0 | 0.004466 | 0.04155 | 67.68% | 11.1% | 0% | 20.11% | 0% | 0.1076% | 1.001%
2002 | 2.9804 | 0.59256 | 0 | 0.94016 | 0 | 0.005574 | 0.04155 | 65.36% | 12.99% | 0% | 20.62% | 0% | 0.1222% | 0.9111%
2003 | 3.7789 | 0.85703 | 0 | 1.5412 | 0 | 0.006424 | 0.04155 | 60.7% | 13.77% | 0% | 24.76% | 0% | 0.1032% | 0.6675%
2004 | 4.1274 | 0.90331 | 0 | 1.5412 | 0 | 0.008034 | 0.04155 | 62.33% | 13.64% | 0% | 23.28% | 0% | 0.1213% | 0.6275%
2005 | 5.4795 | 1.3313 | 0 | 1.8658 | 0 | 0.020869 | 0.2985 | 60.91% | 14.8% | 0% | 20.74% | 0% | 0.232% | 3.318%
2006 | 6.6245 | 1.668 | 0 | 2.04 | 0 | 0.024064 | 1.0928 | 57.86% | 14.57% | 0% | 17.82% | 0% | 0.2102% | 9.545%
2007 | 9.0774 | 2.587 | 0 | 3.0919 | 0 | 0.028814 | 1.9168 | 54.35% | 15.49% | 0% | 18.51% | 0% | 0.1725% | 11.48%
2008 | 11.8363 | 4.3537 | 0 | 3.6928 | 0 | 0.076599 | 5.1049 | 47.22% | 17.37% | 0% | 14.73% | 0% | 0.3056% | 20.37%
2009 | 15.3916 | 6.8505 | 0 | 3.9554 | 0.204 | 0.12988 | 8.5382 | 43.89% | 19.53% | 0% | 11.28% | 0.5817% | 0.3704% | 24.35%
2010 | 17.5526 | 8.4634 | 0 | 4.2542 | 0.21675 | 0.14785 | 9.6547 | 43.57% | 21.01% | 0% | 10.56% | 0.538% | 0.367% | 23.96%
2011 | 21.8137 | 9.4026 | 0 | 4.6067 | 0.36355 | 0.18645 | 10.7361 | 46.3% | 19.96% | 0% | 9.779% | 0.7717% | 0.3958% | 22.79%
2012 | 29.2308 | 12.3743 | 0 | 4.7442 | 0.43275 | 0.2833 | 13.1794 | 48.52% | 20.54% | 0% | 7.875% | 0.7183% | 0.4703% | 21.88%
2013 | 29.9216 | 12.4836 | 0 | 4.7442 | 0.43275 | 0.29739 | 13.4525 | 48.79% | 20.35% | 0% | 7.735% | 0.7056% | 0.4849% | 21.93%
2014 | 32.4186 | 13.2039 | 0 | 4.7442 | 0.43275 | 0.32064 | 15.0658 | 48.98% | 19.95% | 0% | 7.168% | 0.6538% | 0.4844% | 22.76%
2015 | 35.6213 | 15.1996 | 0 | 4.7742 | 1.2765 | 0.32319 | 17.5856 | 47.63% | 20.33% | 0% | 6.384% | 1.707% | 0.4322% | 23.52%
2016 | 37.9046 | 17.2135 | 0 | 4.855 | 3.2816 | 0.32648 | 19.4018 | 45.68% | 20.74% | 0% | 5.851% | 3.955% | 0.3934% | 23.38%
2017 | 39.801 | 18.4558 | 0.3733 | 5.2562 | 4.9784 | 0.33243 | 20.8026 | 44.22% | 20.51% | 0.4148% | 5.84% | 5.532% | 0.3694% | 23.11%
2018 | 42.4165 | 19.3787 | 0.62497 | 5.4677 | 6.7724 | 0.34933 | 22.5783 | 43.46% | 19.86% | 0.6404% | 5.603% | 6.94% | 0.358% | 23.14%
2019 | 45.6053 | 20.4663 | 0.62497 | 6.3627 | 8.839 | 0.36003 | 24.4618 | 42.73% | 19.18% | 0.5856% | 5.962% | 8.282% | 0.3374% | 22.92%
2020 | 53.4909 | 22.8724 | 0.62497 | 6.7682 | 13.3372 | 0.36003 | 26.462 | 43.17% | 18.46% | 0.5044% | 5.462% | 10.76% | 0.2905% | 21.35%
2021 | 57.9062 | 24.5037 | 2.1246 | 7.0483 | 18.0649 | 0.36003 | 27.4173 | 42.14% | 17.83% | 1.546% | 5.129% | 13.15% | 0.262% | 19.95%
2022 | 60.3338 | 24.9017 | 3.2819 | 7.5293 | 21.8413 | 0.36003 | 27.6803 | 41.34% | 17.06% | 2.249% | 5.16% | 14.97% | 0.2467% | 18.97%
2023 | 61.6363 | 25.4726 | 4.0076 | 7.8417 | 24.8463 | 0.36003 | 28.2374 | 40.44% | 16.71% | 2.63% | 5.145% | 16.3% | 0.2362% | 18.53%
Latest-year annual data (MW): | [7 empty] | Percent of total
2023 | 1302.58 | 570.89 | 725.718 | 182.4 | 3135.012 | 0 | 557.1 | 20.12% | 8.819% | 11.21% | 2.818% | 48.43% | 0% | 8.606%
2023 Capacity by
Offtake Type
Undisclosed:
726 MW

## Avg Capacity, Height & Diameter
Average turbine nameplate capacity, hub height, and rotor diameter for land-based wind
Sources: ACP, Berkeley Lab
| '98−99 | '00−01 | '02−03 | '04−05 | 2006 | 2007 | 2008 | 2009 | 2010 | 2011 | 2012 | 2013 | 2014 | 2015 | 2016 | 2017 | 2018 | 2019 | 2020 | 2021 | 2022 | 2023 | Latest year increase | Increase since 1998-99
Average Nameplate Capacity (left scale) | 0.71639 | 0.88826 | 1.2336 | 1.4556 | 1.6125 | 1.6455 | 1.6669 | 1.7416 | 1.7912 | 1.9664 | 1.9456 | 1.8645 | 1.9407 | 2.0062 | 2.1511 | 2.3218 | 2.4304 | 2.5509 | 2.7623 | 2.994 | 3.2263 | 3.4004 | 5.395% | 374.7%
Average Rotor Diameter (right scale) | 48.2067 | 52.945 | 63.6304 | 73.6148 | 77.8719 | 79.0393 | 79.2742 | 81.508 | 84.0837 | 88.9857 | 93.4008 | 96.8857 | 99.4508 | 102.389 | 108.231 | 113.004 | 115.622 | 121.16 | 124.857 | 127.384 | 131.584 | 133.796 | 1.681% | 177.5%
Average Hub Height (right scale) | 56.5707 | 58.1971 | 66.163 | 74.1071 | 75.9643 | 78.1616 | 78.4722 | 78.822 | 79.6662 | 80.9657 | 83.8975 | 80.4948 | 82.6772 | 82.4325 | 82.9966 | 86.0076 | 88.093 | 90.0848 | 90.0573 | 93.9178 | 98.0819 | 103.364 | 5.385% | 82.72%

## Cap, Height & Diameter Trends
Trends in turbine nameplate capacity, hub height, and rotor diameter
Sources: ACP, Berkeley Lab
Capacity
| 2013 | 2014 | 2015 | 2016 | 2017 | 2018 | 2019 | 2020 | 2021 | 2022 | 2023
<2.0 MW | 83.16% | 67.04% | 41.92% | 22.17% | 1.42% | 5.93% | 2.32% | 1.43% | 0.07% | 0.19% | 0.21%
2.0−2.75 MW | 7.39% | 29.08% | 52.27% | 68.02% | 84.05% | 76.11% | 78.38% | 48.46% | 29.37% | 11.18% | 9.63%
2.75−3.5 MW | 9.45% | 3.88% | 5.82% | 9.81% | 14.53% | 13.55% | 9.22% | 35.34% | 50.83% | 63.5% | 57.59%
≥3.5 MW | 0% | 0% | 0% | 0% | 0% | 4.42% | 10.08% | 14.77% | 19.74% | 25.13% | 32.57%
Average | 1.8645 | 1.9407 | 2.0062 | 2.1511 | 2.3218 | 2.4304 | 2.5509 | 2.7623 | 2.994 | 3.2263 | 3.4004
Hub height
| 2013 | 2014 | 2015 | 2016 | 2017 | 2018 | 2019 | 2020 | 2021 | 2022 | 2023
<90 m | 99.31% | 84.24% | 82.16% | 80.06% | 62.64% | 52.91% | 53.66% | 63.07% | 58.91% | 49.73% | 27.8%
90−100 m | 0% | 15.12% | 17.56% | 19.28% | 37.36% | 45.48% | 40.08% | 22.2% | 13.95% | 7.58% | 11.36%
100−110 m | 0.69% | 0.64% | 0.28% | 0.11% | 0% | 1.57% | 2.65% | 11.09% | 12.95% | 19.56% | 18.59%
≥110 m | 0% | 0% | 0% | 0.55% | 0% | 0.03% | 3.6% | 3.65% | 14.19% | 23.12% | 42.25%
Average | 80.4948 | 82.6772 | 82.4325 | 82.9966 | 86.0076 | 88.0931 | 90.0848 | 90.0573 | 93.9178 | 98.0819 | 103.3644
Rotor diameter
| 2013 | 2014 | 2015 | 2016 | 2017 | 2018 | 2019 | 2020 | 2021 | 2022 | 2023
<100 m | 25.6% | 19.52% | 13.64% | 2.89% | 0.96% | 0.83% | 0.2% | 0.03% | 0.07% | 0% | 0%
100−115 m | 74.4% | 79.52% | 79.15% | 70.38% | 59.93% | 43.27% | 15.95% | 8.55% | 12.12% | 2.43% | 1.99%
115−130 m | 0% | 0.96% | 7.22% | 26.72% | 39.11% | 52.5% | 69.19% | 74.14% | 65.48% | 68.65% | 57.02%
≥130 m | 0% | 0% | 0% | 0% | 0% | 3.4% | 14.66% | 17.28% | 22.34% | 28.92% | 40.99%
Average | 96.8857 | 99.4508 | 102.3893 | 108.2307 | 113.0038 | 115.622 | 121.1601 | 124.8571 | 127.3838 | 131.5842 | 133.7963

## Trends in Specific Power
Trends in turbine specific power
Sources: ACP, Berkeley Lab
| '98−99 | '00−01 | '02−03 | '04−05 | 2006 | 2007 | 2008 | 2009 | 2010 | 2011 | 2012 | 2013 | 2014 | 2015 | 2016 | 2017 | 2018 | 2019 | 2020 | 2021 | 2022 | 2023
180−200 | 0% | 0% | 0% | 0% | 0% | 0% | 0% | 0% | 0% | 0% | 0% | 0% | 1.08% | 3.71% | 9.97% | 8.34% | 9.51% | 35.91% | 26.24% | 13.33% | 6.25% | 0.37%
≥200−250 | 0% | 0% | 0% | 0% | 0% | 0% | 0% | 0% | 0.03% | 5.16% | 22.44% | 58.25% | 47.84% | 45.19% | 53.18% | 60.85% | 69.89% | 49.2% | 54.89% | 65.63% | 73.88% | 74.71%
≥250−300 | 0% | 0% | 1.07% | 0% | 0.2% | 0% | 4.84% | 7.51% | 35.05% | 47.55% | 38.1% | 6.87% | 28.56% | 36.57% | 28.59% | 28.16% | 18.23% | 13.53% | 18.36% | 18.07% | 15.24% | 20.16%
≥300−350 | 6.03% | 2.08% | 14.99% | 68.91% | 83.21% | 92.48% | 86.76% | 83.55% | 58.52% | 37.46% | 34.14% | 33.51% | 22.44% | 14.01% | 8.26% | 2.48% | 2.15% | 0.26% | 0.31% | 2.89% | 4.13% | 4.76%
≥350 | 93.97% | 97.92% | 83.94% | 31.09% | 16.59% | 7.52% | 8.39% | 8.94% | 6.39% | 9.83% | 5.32% | 1.37% | 0.08% | 0.51% | 0% | 0.17% | 0.22% | 1.11% | 0.2% | 0.09% | 0.49% | 0%
Average | 392.8353 | 389.8783 | 377.0353 | 340.0634 | 334.2662 | 330.7503 | 332.562 | 329.2824 | 319.1867 | 314.9132 | 285.9007 | 255.2573 | 250.6265 | 245.0146 | 233.4347 | 230.6828 | 229.8354 | 219.8276 | 223.176 | 230.6561 | 233.0121 | 237.3344

## Location of Tall Tower & Low SP
Location of tall tower and low specific power turbine installations
Sources: ACP, U.S. Wind Turbine Database, AWS Truepower, Berkeley Lab

## Wind Resource by Year
Wind resource quality by year of installation at 100 meters and turbine hub height
Sources: ACP, Berkeley Lab, AWS Truepower, FAA Obstacle Evaluation / Airport Airspace Analysis files
Notes: Turbines used in this figure have been screened to remove offshore turbines and those >1000ft. Wind speed at hub height is determined using a straightline average between AWS Truepower wind speed estimates at 80 and 100m. The wind resource quality index is based on site estimates of gross capacity factor at 100 meters, with values indexed to projects built in 1998—1999; this quality index controls for site elevation and wind speed distributions but assumes a common turbine power curve.
Year | label | Wind speed | Wind speed | Wind speed | Wind resource quality | Wind resource quality
|  | m/s, 100m | m/s, 100m FAA | m/s, hub height | index, 100m | index, 100m FAA
1998-99 |  | 8.7004 |  | 8.0358 | 100
2000-01 | 00-01 | 8.2815 |  | 7.6157 | 93.2477
2002-03 |  | 8.1914 |  | 7.7056 | 91.0128
2004-05 | 04-05 | 8.2912 |  | 7.8266 | 92.0826
2006 |  | 7.8098 |  | 7.4349 | 85.6198
2007 | 2007 | 8.2551 |  | 7.8814 | 91.4146
2008 |  | 8.2312 |  | 7.8375 | 91.6848
2009 | 2009 | 7.898 |  | 7.5396 | 86.1877
2010 |  | 7.8693 |  | 7.5411 | 85.3245
2011 | 2011 | 7.6492 |  | 7.3468 | 82.5702
2012 |  | 7.6927 |  | 7.4519 | 82.7442
2013 | 2013 | 7.9831 |  | 7.6487 | 86.4155
2014 |  | 8.3393 |  | 8.0407 | 91.9869
2015 | 2015 | 8.2643 |  | 7.9611 | 90.8027
2016 |  | 8.2696 |  | 7.972 | 91.6456
2017 | 2017 | 8.1871 |  | 7.8876 | 90.2192
2018 |  | 8.1065 |  | 7.9098 | 88.519
2019 | 2019 | 8.1748 |  | 8.0021 | 90.5436
2020 |  | 8.0275 |  | 7.8598 | 86.5443
2021 | 2021 | 8.0158 |  | 7.9237 | 86.5989
2022 |  | 8.3298 |  | 8.3073 | 91.9687
2023 | 2023 | 7.8991 |  | 7.9573 | 85.9305
Under Construction (Under Const.) |  |  | 7.8902 |  |  | 84.0636
Advanced Development (Adv. Dev.) |  |  | 7.948 |  |  | 84.5788
Pending |  |  | 7.9391 |  |  | 85.0404
Proposed |  |  | 7.6537 |  |  | 78.6121

## Future Total Height Trends
Total turbine height trends based on to-be-built projects via FAA applications, and compared to FAA heights for 2023 installations (note: blade tip height, not hub height)
Sources: ACP, FAA Obstacle Evaluation / Airport Airspace Analysis files, Berkeley Lab | [5 empty] | Sources: FAA Obstacle Evaluation / Airport Airspace Analysis files, AWS Truepower, ACP, Berkeley Lab
Note: Figure includes FAA data on under construction, advanced development, pending. and proposed turbines
Total height | 2023 projects | Under const. | Adv. dev. | Pending | Proposed
<150 m | 98 | 0 | 310 | 226 | 117
150-175 m | 702 | 430 | 1220 | 2533 | 198
175-200 m | 1110 | 353 | 515 | 6215 | 2779
200-225 m | 0 | 487 | 354 | 5603 | 9161
>225 m | 0 | 0 | 104 | 1085 | 923
Average: right axis | 170.263 | 184.6333 | 169.6614 | 194.3119 | 206.435

## Partial Repowering Over Time
Annual amount of partially repowered wind power capacity and number of turbines
Sources: ACP, Berkeley Lab, turbine manufacturers
Repower year | Original capacity (MW) | Added capacity (MW) | Number of turbines (#) | End capacity (MW)
2015 | 5.82 | 0.45 | 9 | 6.27
2016 | 0 | 0 | 0 | 0
2017 | 2130.7 | 12.52 | 1317 | 2143.22
2018 | 1311.76 | 11.16 | 1106 | 1322.92
2019 | 2863.58 | 181.568 | 1828 | 3045.148
2020 | 3036.08 | 74.328 | 1807 | 3110.408
2021 | 1583.3 | 144.93 | 769 | 1728.23
2022 | 1698 | 101.91 | 838 | 1799.91
2023 | 630 | 10 | 348 | 640

## Average Retrofit Tech Change
2023 retrofitted turbine changes in average hub height, rotor diameter, capacity, and specific power
Sources: ACP, Berkeley Lab, turbine manufacturers
Note: Average changes above are derived from all turbines that received any retrofit change (n=348)
[7 empty] | 2015 | 2016 | 2017 | 2018 | 2019 | 2020 | 2021 | 2022 | 2023
| 2023 Changes |  | average | average | Number of Turbines Undergoing Any Change in Year |  | 9 | 0 | 1317 | 1106 | 1828 | 1827 | 769 | 838 | 348
| Hub Height | Original | 82.7 |  | Hub Height | Number of Turbines with Change | 0 | n/a | 0 | 138 | 47 | 0 | 23 | 0 | 0
|  | Retrofitted | 82.7 |  |  | Average Pre-Retrofit | n/a | n/a | n/a | 64.7826 | 79.7826 | n/a | 85 | 80 | 82.7
| Rotor Diameter | Original | 83.5 |  |  | Average Change | 0 | n/a | 0 | 15 | 6.5 | 0 | 4.82 | 0 | 0
|  | Retrofitted | 104.5 |  | Rotor Diameter | Number of Turbines with Change | 0 | n/a | 1317 | 681 | 1648 | 1769 | 755 | 818 | 348
| Capacity | Original |  | 1.81 |  | Average Pre-Retrofit | n/a | n/a | 78.2168 | 70.9435 | 80.142 | 80.9081 | 91.2762 | 92.844 | 83.5
|  | Retrofitted |  | 1.84 |  | Average Change | 0 | n/a | 12.1989 | 10.6388 | 14.4069 | 14.3245 | 22.953 | 20.0885 | 21
| Hub Height | Original |  |  | Capacity | Number of Turbines with Change | 9 | n/a | 113 | 93 | 1102 | 1502 | 654 | 785 | 316
|  | Retrofitted |  |  |  | Average Pre-Retrofit | 0.64667 | n/a | 1.5 | 1.5 | 1.4267 | 1.6519 | 2.083 | 2.0263 | 1.81
| Rotor Diameter | Original |  |  |  | Average Change | 0.05 | n/a | 0.1108 | 0.12 | 0.16476 | 0.050154 | 0.286 | 0.10777 | 0.03
|  | Retrofitted |  |  | Specific Power | Number of Turbines with Change | 9 | n/a | 1317 | 681 | 1796 | 1827 | 769 | 838 | 348
| Specific Power | Original | 325 |  |  | Average Pre-Retrofit | 392.117 | n/a | 335.445 | 373.121 | 328.338 | 334.2992 | 312.34 | 300.211 | 325
|  | Retrofitted | 213 |  |  | Average Change | 30.4348 | n/a | -82.8436 | -82.4208 | -67.2547 | -82.4577 | -89.42 | -80.473 | -112
Note: Table above shows changes for only turbines that received that change, rather than for all turbines that received any change, as is shown in the figure and the table to the left.

## Capacity Factor in 2023 by COD
Calendar year 2023 capacity factors by commercial operation date
Source: EIA, FERC, Berkeley Lab
Capacity Factor in 2023 |  |  | Generation-
|  |  | Weighted | Fleet-wide |  |  | Fleet-wide | 2023
|  |  | Average | Average |  |  | Average | Capacity | Project | COD
Project | Sample | Sample | Capacity | Capacity | COD |  | Capacity | Factor | COD | Code
COD | Projects | GW | Factor | Factor | Code |  | Factor | 20.01% | 1998-99 | 1
1998-99 | 11 | 0.3782 | 15.75% | 33.53% | 1 | 1999 | 26.61% | 15.58% | 1998-99 | 1
2000-01 | 25 | 0.4202 | 20.86% | 33.53% | 2 | 2000 | 31.5% | 21.58% | 1998-99 | 1
2002-03 | 29 | 0.7883 | 20.45% | 33.53% | 3 | 2001 | 31.59% | 1.952% | 1998-99 | 1
2004-05 | 22 | 1.347 | 23.28% | 33.53% | 4 | 2002 | 30.01% | 29.57% | 1998-99 | 1
2006 | 25 | 1.2962 | 26.44% | 33.53% | 5 | 2003 | 28.74% | 9.469% | 1998-99 | 1
2007 | 30 | 3.6148 | 25.84% | 33.53% | 6 | 2004 | 29.93% | 20.8% | 1998-99 | 1
2008 | 56 | 4.7605 | 21.72% | 33.53% | 7 | 2005 | 29.88% | 28.18% | 1998-99 | 1
2009 | 71 | 5.2823 | 23.54% | 33.53% | 8 | 2006 | 32.14% | 17.88% | 1998-99 | 1
2010 | 40 | 3.1132 | 24.34% | 33.53% | 9 | 2007 | 32.37% | 13.54% | 1998-99 | 1
2011 | 64 | 3.8625 | 25.15% | 33.53% | 10 | 2008 | 34.35% | 14.4% | 1998-99 | 1
2012 | 118 | 10.0564 | 27.03% | 33.53% | 11 | 2009 | 29.78% | 22.1% | 2000-01 | 2
2013 | 10 | 0.6709 | 35.77% | 33.53% | 12 | 2010 | 30.71% | 22.1% | 2000-01 | 2
2014 | 35 | 3.6733 | 36.85% | 33.53% | 13 | 2011 | 33.39% | 22.1% | 2000-01 | 2
2015 | 48 | 6.9773 | 35.4% | 33.53% | 14 | 2012 | 32.48% | 22.1% | 2000-01 | 2
2016 | 59 | 7.4825 | 38.05% | 33.53% | 15 | 2013 | 32.35% | 22.1% | 2000-01 | 2
2017 | 73 | 8.6416 | 38.26% | 33.53% | 16 | 2014 | 33.78% | 22.1% | 2000-01 | 2
2018 | 70 | 9 | 38.91% | 33.53% | 17 | 2015 | 31.97% | 28.65% | 2000-01 | 2
2019 | 66 | 10.1511 | 37.87% | 33.53% | 18 | 2016 | 34.26% | 28.65% | 2000-01 | 2
2020 | 111 | 20.8879 | 36.49% | 33.53% | 19 | 2017 | 34.53% | 28.65% | 2000-01 | 2
2021 | 77 | 14.4066 | 34.37% | 33.53% | 20 | 2018 | 34.88% | 28.65% | 2000-01 | 2
2022 | 39 | 8.6361 | 38.21% | 33.53% | 21 | 2019 | 34.75% | 28.65% | 2000-01 | 2
Note: Sample includes repowered and partially repowered projects, | [5 empty] | 2020 | 35.62% | 28.65% | 2000-01 | 2
which are given a new COD after repowering | [5 empty] | 2021 | 34.66% | 28.65% | 2000-01 | 2
[6 empty] | 2022 | 36.14% | 28.65% | 2000-01 | 2
[6 empty] | 2023 | 33.53% | 19.38% | 2000-01 | 2
[8 empty] | 14.49% | 2000-01 | 2
[8 empty] | 30.96% | 2000-01 | 2
[8 empty] | 15% | 2000-01 | 2
[8 empty] | 19.76% | 2000-01 | 2
[8 empty] | 17.36% | 2000-01 | 2
[8 empty] | 13.41% | 2000-01 | 2
[8 empty] | 26.8% | 2000-01 | 2
[8 empty] | 7.212% | 2000-01 | 2
[8 empty] | 11.93% | 2000-01 | 2
[8 empty] | 14.41% | 2000-01 | 2
[8 empty] | 19.92% | 2002-03 | 3
[8 empty] | 9.3% | 2002-03 | 3
[8 empty] | 38.89% | 2002-03 | 3
[8 empty] | 18.2% | 2002-03 | 3
[8 empty] | 7.931% | 2002-03 | 3
[8 empty] | 32.87% | 2002-03 | 3
[8 empty] | 31.91% | 2002-03 | 3
[8 empty] | 14.01% | 2002-03 | 3
[8 empty] | 9.89% | 2002-03 | 3
[8 empty] | 22.71% | 2002-03 | 3
[8 empty] | 20.97% | 2002-03 | 3
[8 empty] | 25.19% | 2002-03 | 3
[8 empty] | 35.03% | 2002-03 | 3
[8 empty] | 22.76% | 2002-03 | 3
[8 empty] | 15.81% | 2002-03 | 3
[8 empty] | 19.46% | 2002-03 | 3
[8 empty] | 27.41% | 2002-03 | 3
[8 empty] | 13.71% | 2002-03 | 3
[8 empty] | 27.41% | 2002-03 | 3
[8 empty] | 27.41% | 2002-03 | 3
[8 empty] | 13.71% | 2002-03 | 3
[8 empty] | 29.12% | 2002-03 | 3
[8 empty] | 28.09% | 2002-03 | 3
[8 empty] | 16.98% | 2002-03 | 3
[8 empty] | 28.53% | 2002-03 | 3
[8 empty] | 28.53% | 2002-03 | 3
[8 empty] | 27.01% | 2002-03 | 3
[8 empty] | 28.53% | 2002-03 | 3
[8 empty] | 7.287% | 2002-03 | 3
[8 empty] | 22.04% | 2004-05 | 4
[8 empty] | 48.63% | 2004-05 | 4
[8 empty] | 16.28% | 2004-05 | 4
[8 empty] | 18.79% | 2004-05 | 4
[8 empty] | 23.77% | 2004-05 | 4
[8 empty] | 22.68% | 2004-05 | 4
[8 empty] | 19.58% | 2004-05 | 4
[8 empty] | 35.89% | 2004-05 | 4
[8 empty] | 33.12% | 2004-05 | 4
[8 empty] | 28.06% | 2004-05 | 4
[8 empty] | 23.84% | 2004-05 | 4
[8 empty] | 21.91% | 2004-05 | 4
[8 empty] | 18.31% | 2004-05 | 4
[8 empty] | 26.64% | 2004-05 | 4
[8 empty] | 34.59% | 2004-05 | 4
[8 empty] | 28.36% | 2004-05 | 4
[8 empty] | 29.61% | 2004-05 | 4
[8 empty] | 24.77% | 2004-05 | 4
[8 empty] | 6.855% | 2004-05 | 4
[8 empty] | 20.51% | 2004-05 | 4
[8 empty] | 14.41% | 2004-05 | 4
[8 empty] | 38.31% | 2004-05 | 4
[8 empty] | 24.99% | 2006 | 5
[8 empty] | 22% | 2006 | 5
[8 empty] | 38.7% | 2006 | 5
[8 empty] | 24.97% | 2006 | 5
[8 empty] | 31.83% | 2006 | 5
[8 empty] | 15.62% | 2006 | 5
[8 empty] | 20.72% | 2006 | 5
[8 empty] | 25.13% | 2006 | 5
[8 empty] | 27.3% | 2006 | 5
[8 empty] | 33% | 2006 | 5
[8 empty] | 23.95% | 2006 | 5
[8 empty] | 21.94% | 2006 | 5
[8 empty] | 24.07% | 2006 | 5
[8 empty] | 1.881% | 2006 | 5
[8 empty] | 43.62% | 2006 | 5
[8 empty] | 23.71% | 2006 | 5
[8 empty] | 23.71% | 2006 | 5
[8 empty] | 23.71% | 2006 | 5
[8 empty] | 23.71% | 2006 | 5
[8 empty] | 23.71% | 2006 | 5
[8 empty] | 37.32% | 2006 | 5
[8 empty] | 22.98% | 2006 | 5
[8 empty] | 6.963% | 2006 | 5
[8 empty] | 17.74% | 2006 | 5
[8 empty] | 30.94% | 2006 | 5
[8 empty] | 21.49% | 2007 | 6
[8 empty] | 29.43% | 2007 | 6
[8 empty] | 29.07% | 2007 | 6
[8 empty] | 28.38% | 2007 | 6
[8 empty] | 22.24% | 2007 | 6
[8 empty] | 23.43% | 2007 | 6
[8 empty] | 55.98% | 2007 | 6
[8 empty] | 24.31% | 2007 | 6
[8 empty] | 45.61% | 2007 | 6
[8 empty] | 28.49% | 2007 | 6
[8 empty] | 25.42% | 2007 | 6
[8 empty] | 22.38% | 2007 | 6
[8 empty] | 33.33% | 2007 | 6
[8 empty] | 26.25% | 2007 | 6
[8 empty] | 39.96% | 2007 | 6
[8 empty] | 20.86% | 2007 | 6
[8 empty] | 23.72% | 2007 | 6
[8 empty] | 20.44% | 2007 | 6
[8 empty] | 19.43% | 2007 | 6
[8 empty] | 2.921% | 2007 | 6
[8 empty] | 25.05% | 2007 | 6
[8 empty] | 29.99% | 2007 | 6
[8 empty] | 17.35% | 2007 | 6
[8 empty] | 9.103% | 2007 | 6
[8 empty] | 35.4% | 2007 | 6
[8 empty] | 16.02% | 2007 | 6
[8 empty] | 31.24% | 2007 | 6
[8 empty] | 31.44% | 2007 | 6
[8 empty] | 26.98% | 2007 | 6
[8 empty] | 14.81% | 2007 | 6
[8 empty] | 6.157% | 2008 | 7
[8 empty] | 18.42% | 2008 | 7
[8 empty] | 15.58% | 2008 | 7
[8 empty] | 23.22% | 2008 | 7
[8 empty] | 26.46% | 2008 | 7
[8 empty] | 24.46% | 2008 | 7
[8 empty] | 24.78% | 2008 | 7
[8 empty] | 20.91% | 2008 | 7
[8 empty] | 22.04% | 2008 | 7
[8 empty] | 14.4% | 2008 | 7
[8 empty] | 1.498% | 2008 | 7
[8 empty] | 27.68% | 2008 | 7
[8 empty] | 24.81% | 2008 | 7
[8 empty] | 13.98% | 2008 | 7
[8 empty] | 15.68% | 2008 | 7
[8 empty] | 18.26% | 2008 | 7
[8 empty] | 23.49% | 2008 | 7
[8 empty] | 44.79% | 2008 | 7
[8 empty] | 21.63% | 2008 | 7
[8 empty] | 22.03% | 2008 | 7
[8 empty] | 19.59% | 2008 | 7
[8 empty] | 25.08% | 2008 | 7
[8 empty] | 18.41% | 2008 | 7
[8 empty] | 27.2% | 2008 | 7
[8 empty] | 23.68% | 2008 | 7
[8 empty] | 20.09% | 2008 | 7
[8 empty] | 18.75% | 2008 | 7
[8 empty] | 19.52% | 2008 | 7
[8 empty] | 29.89% | 2008 | 7
[8 empty] | 30.07% | 2008 | 7
[8 empty] | 23.28% | 2008 | 7
[8 empty] | 19.13% | 2008 | 7
[8 empty] | 20.2% | 2008 | 7
[8 empty] | 38.4% | 2008 | 7
[8 empty] | 24.09% | 2008 | 7
[8 empty] | 28.91% | 2008 | 7
[8 empty] | 14.1% | 2008 | 7
[8 empty] | 24.29% | 2008 | 7
[8 empty] | 14.08% | 2008 | 7
[8 empty] | 15.7% | 2008 | 7
[8 empty] | 15.48% | 2008 | 7
[8 empty] | 5.354% | 2008 | 7
[8 empty] | 18.04% | 2008 | 7
[8 empty] | 5.299% | 2008 | 7
[8 empty] | 9.39% | 2008 | 7
[8 empty] | 14.26% | 2008 | 7
[8 empty] | 19.73% | 2008 | 7
[8 empty] | 23.16% | 2008 | 7
[8 empty] | 11.77% | 2008 | 7
[8 empty] | 13.14% | 2008 | 7
[8 empty] | 17.06% | 2008 | 7
[8 empty] | 22.79% | 2008 | 7
[8 empty] | 22.58% | 2008 | 7
[8 empty] | 26.16% | 2008 | 7
[8 empty] | 26.87% | 2008 | 7
[8 empty] | 22.99% | 2008 | 7
[8 empty] | 20.52% | 2009 | 8
[8 empty] | 20.48% | 2009 | 8
[8 empty] | 9.318% | 2009 | 8
[8 empty] | 10.51% | 2009 | 8
[8 empty] | 4.794% | 2009 | 8
[8 empty] | 26.26% | 2009 | 8
[8 empty] | 5.159% | 2009 | 8
[8 empty] | 32.44% | 2009 | 8
[8 empty] | 18.85% | 2009 | 8
[8 empty] | 20.82% | 2009 | 8
[8 empty] | 28.35% | 2009 | 8
[8 empty] | 29.87% | 2009 | 8
[8 empty] | 11.88% | 2009 | 8
[8 empty] | 24.95% | 2009 | 8
[8 empty] | 18.76% | 2009 | 8
[8 empty] | 21.01% | 2009 | 8
[8 empty] | 22.03% | 2009 | 8
[8 empty] | 19.87% | 2009 | 8
[8 empty] | 21.4% | 2009 | 8
[8 empty] | 17.98% | 2009 | 8
[8 empty] | 20.39% | 2009 | 8
[8 empty] | 26.33% | 2009 | 8
[8 empty] | 23.31% | 2009 | 8
[8 empty] | 32.54% | 2009 | 8
[8 empty] | 4.416% | 2009 | 8
[8 empty] | 4.218% | 2009 | 8
[8 empty] | 2.344% | 2009 | 8
[8 empty] | 20.43% | 2009 | 8
[8 empty] | 14.07% | 2009 | 8
[8 empty] | 15.94% | 2009 | 8
[8 empty] | 15.07% | 2009 | 8
[8 empty] | 22.54% | 2009 | 8
[8 empty] | 23.89% | 2009 | 8
[8 empty] | 22.91% | 2009 | 8
[8 empty] | 22.15% | 2009 | 8
[8 empty] | 18.67% | 2009 | 8
[8 empty] | 19.44% | 2009 | 8
[8 empty] | 24.32% | 2009 | 8
[8 empty] | 19.75% | 2009 | 8
[8 empty] | 24.5% | 2009 | 8
[8 empty] | 22.17% | 2009 | 8
[8 empty] | 24.64% | 2009 | 8
[8 empty] | 27.83% | 2009 | 8
[8 empty] | 26.7% | 2009 | 8
[8 empty] | 21.35% | 2009 | 8
[8 empty] | 36.4% | 2009 | 8
[8 empty] | 27.09% | 2009 | 8
[8 empty] | 18.31% | 2009 | 8
[8 empty] | 34.17% | 2009 | 8
[8 empty] | 29.77% | 2009 | 8
[8 empty] | 25.53% | 2009 | 8
[8 empty] | 20.21% | 2009 | 8
[8 empty] | 22.81% | 2009 | 8
[8 empty] | 29.78% | 2009 | 8
[8 empty] | 25.23% | 2009 | 8
[8 empty] | 22.2% | 2009 | 8
[8 empty] | 25.02% | 2009 | 8
[8 empty] | 22.98% | 2009 | 8
[8 empty] | 24.72% | 2009 | 8
[8 empty] | 30.53% | 2009 | 8
[8 empty] | 22.05% | 2009 | 8
[8 empty] | 35% | 2009 | 8
[8 empty] | 37.84% | 2009 | 8
[8 empty] | 26.04% | 2009 | 8
[8 empty] | 32.72% | 2009 | 8
[8 empty] | 28.03% | 2009 | 8
[8 empty] | 31.31% | 2009 | 8
[8 empty] | 14.49% | 2009 | 8
[8 empty] | 43.88% | 2009 | 8
[8 empty] | 29.03% | 2009 | 8
[8 empty] | 22.99% | 2009 | 8
[8 empty] | 28.9% | 2010 | 9
[8 empty] | 20.47% | 2010 | 9
[8 empty] | 25.36% | 2010 | 9
[8 empty] | 25.84% | 2010 | 9
[8 empty] | 17.84% | 2010 | 9
[8 empty] | 22.44% | 2010 | 9
[8 empty] | 22.89% | 2010 | 9
[8 empty] | 25.84% | 2010 | 9
[8 empty] | 11.89% | 2010 | 9
[8 empty] | 32.49% | 2010 | 9
[8 empty] | 32.31% | 2010 | 9
[8 empty] | 33.12% | 2010 | 9
[8 empty] | 20.89% | 2010 | 9
[8 empty] | 20.64% | 2010 | 9
[8 empty] | 28.07% | 2010 | 9
[8 empty] | 30.61% | 2010 | 9
[8 empty] | 23.77% | 2010 | 9
[8 empty] | 19.99% | 2010 | 9
[8 empty] | 29.38% | 2010 | 9
[8 empty] | 28.7% | 2010 | 9
[8 empty] | 29.05% | 2010 | 9
[8 empty] | 28.28% | 2010 | 9
[8 empty] | 35.13% | 2010 | 9
[8 empty] | 34.33% | 2010 | 9
[8 empty] | 27.87% | 2010 | 9
[8 empty] | 22.6% | 2010 | 9
[8 empty] | 14.54% | 2010 | 9
[8 empty] | 19.01% | 2010 | 9
[8 empty] | 20.47% | 2010 | 9
[8 empty] | 35.62% | 2010 | 9
[8 empty] | 27.58% | 2010 | 9
[8 empty] | 20.06% | 2010 | 9
[8 empty] | 30.53% | 2010 | 9
[8 empty] | 32.36% | 2010 | 9
[8 empty] | 12.26% | 2010 | 9
[8 empty] | 30.21% | 2010 | 9
[8 empty] | 31.87% | 2010 | 9
[8 empty] | 26.64% | 2010 | 9
[8 empty] | 13.38% | 2010 | 9
[8 empty] | 19.26% | 2010 | 9
[8 empty] | 28.09% | 2011 | 10
[8 empty] | 26.52% | 2011 | 10
[8 empty] | 26.47% | 2011 | 10
[8 empty] | 27.31% | 2011 | 10
[8 empty] | 29.24% | 2011 | 10
[8 empty] | 34.57% | 2011 | 10
[8 empty] | 31.11% | 2011 | 10
[8 empty] | 30.66% | 2011 | 10
[8 empty] | 31.33% | 2011 | 10
[8 empty] | 25.9% | 2011 | 10
[8 empty] | 25.16% | 2011 | 10
[8 empty] | 17.25% | 2011 | 10
[8 empty] | 29.08% | 2011 | 10
[8 empty] | 17.78% | 2011 | 10
[8 empty] | 20.12% | 2011 | 10
[8 empty] | 19.37% | 2011 | 10
[8 empty] | 24.35% | 2011 | 10
[8 empty] | 24.79% | 2011 | 10
[8 empty] | 26.71% | 2011 | 10
[8 empty] | 26.71% | 2011 | 10
[8 empty] | 18.05% | 2011 | 10
[8 empty] | 34.33% | 2011 | 10
[8 empty] | 27.87% | 2011 | 10
[8 empty] | 23.86% | 2011 | 10
[8 empty] | 16.18% | 2011 | 10
[8 empty] | 25.07% | 2011 | 10
[8 empty] | 26.71% | 2011 | 10
[8 empty] | 17.79% | 2011 | 10
[8 empty] | 21.67% | 2011 | 10
[8 empty] | 22.04% | 2011 | 10
[8 empty] | 29.92% | 2011 | 10
[8 empty] | 28.18% | 2011 | 10
[8 empty] | 21.35% | 2011 | 10
[8 empty] | 23.18% | 2011 | 10
[8 empty] | 12.52% | 2011 | 10
[8 empty] | 24.39% | 2011 | 10
[8 empty] | 25.02% | 2011 | 10
[8 empty] | 19.4% | 2011 | 10
[8 empty] | 34.61% | 2011 | 10
[8 empty] | 10.31% | 2011 | 10
[8 empty] | 3.018% | 2011 | 10
[8 empty] | 32.93% | 2011 | 10
[8 empty] | 17.79% | 2011 | 10
[8 empty] | 42.59% | 2011 | 10
[8 empty] | 20.92% | 2011 | 10
[8 empty] | 24.39% | 2011 | 10
[8 empty] | 31.63% | 2011 | 10
[8 empty] | 19.76% | 2011 | 10
[8 empty] | 19.71% | 2011 | 10
[8 empty] | 21.82% | 2011 | 10
[8 empty] | 18.22% | 2011 | 10
[8 empty] | 21.64% | 2011 | 10
[8 empty] | 21.9% | 2011 | 10
[8 empty] | 38.54% | 2011 | 10
[8 empty] | 28.11% | 2011 | 10
[8 empty] | 22.18% | 2011 | 10
[8 empty] | 10.42% | 2011 | 10
[8 empty] | 29.85% | 2011 | 10
[8 empty] | 12.92% | 2011 | 10
[8 empty] | 30.21% | 2011 | 10
[8 empty] | 37.72% | 2011 | 10
[8 empty] | 35.69% | 2011 | 10
[8 empty] | 19.48% | 2011 | 10
[8 empty] | 44.09% | 2011 | 10
[8 empty] | 16.24% | 2012 | 11
[8 empty] | 23.77% | 2012 | 11
[8 empty] | 20.37% | 2012 | 11
[8 empty] | 22.7% | 2012 | 11
[8 empty] | 27.01% | 2012 | 11
[8 empty] | 42.3% | 2012 | 11
[8 empty] | 22.16% | 2012 | 11
[8 empty] | 23.38% | 2012 | 11
[8 empty] | 33.96% | 2012 | 11
[8 empty] | 33.13% | 2012 | 11
[8 empty] | 26.14% | 2012 | 11
[8 empty] | 23.66% | 2012 | 11
[8 empty] | 17.89% | 2012 | 11
[8 empty] | 29.73% | 2012 | 11
[8 empty] | 25.99% | 2012 | 11
[8 empty] | 28.39% | 2012 | 11
[8 empty] | 27.26% | 2012 | 11
[8 empty] | 27.62% | 2012 | 11
[8 empty] | 25.23% | 2012 | 11
[8 empty] | 27.88% | 2012 | 11
[8 empty] | 27.75% | 2012 | 11
[8 empty] | 40.79% | 2012 | 11
[8 empty] | 30.52% | 2012 | 11
[8 empty] | 28.3% | 2012 | 11
[8 empty] | 24.22% | 2012 | 11
[8 empty] | 18.84% | 2012 | 11
[8 empty] | 31.97% | 2012 | 11
[8 empty] | 29.18% | 2012 | 11
[8 empty] | 32% | 2012 | 11
[8 empty] | 39.6% | 2012 | 11
[8 empty] | 30.6% | 2012 | 11
[8 empty] | 24.71% | 2012 | 11
[8 empty] | 41.43% | 2012 | 11
[8 empty] | 25.88% | 2012 | 11
[8 empty] | 25.5% | 2012 | 11
[8 empty] | 42.87% | 2012 | 11
[8 empty] | 26.07% | 2012 | 11
[8 empty] | 14.25% | 2012 | 11
[8 empty] | 33.46% | 2012 | 11
[8 empty] | 27.84% | 2012 | 11
[8 empty] | 23.45% | 2012 | 11
[8 empty] | 25.75% | 2012 | 11
[8 empty] | 26.32% | 2012 | 11
[8 empty] | 24.61% | 2012 | 11
[8 empty] | 34.49% | 2012 | 11
[8 empty] | 18.88% | 2012 | 11
[8 empty] | 16.87% | 2012 | 11
[8 empty] | 16.34% | 2012 | 11
[8 empty] | 27.24% | 2012 | 11
[8 empty] | 40.72% | 2012 | 11
[8 empty] | 37.07% | 2012 | 11
[8 empty] | 38.56% | 2012 | 11
[8 empty] | 37.1% | 2012 | 11
[8 empty] | 30.65% | 2012 | 11
[8 empty] | 23.62% | 2012 | 11
[8 empty] | 29.6% | 2012 | 11
[8 empty] | 14.44% | 2012 | 11
[8 empty] | 22.03% | 2012 | 11
[8 empty] | 33.24% | 2012 | 11
[8 empty] | 26.97% | 2012 | 11
[8 empty] | 22.92% | 2012 | 11
[8 empty] | 27.27% | 2012 | 11
[8 empty] | 33.55% | 2012 | 11
[8 empty] | 35.25% | 2012 | 11
[8 empty] | 27.35% | 2012 | 11
[8 empty] | 14.43% | 2012 | 11
[8 empty] | 25.47% | 2012 | 11
[8 empty] | 34.04% | 2012 | 11
[8 empty] | 39.82% | 2012 | 11
[8 empty] | 31.33% | 2012 | 11
[8 empty] | 30.92% | 2012 | 11
[8 empty] | 36.19% | 2012 | 11
[8 empty] | 19.98% | 2012 | 11
[8 empty] | 35.57% | 2012 | 11
[8 empty] | 23.98% | 2012 | 11
[8 empty] | 20.69% | 2012 | 11
[8 empty] | 35.1% | 2012 | 11
[8 empty] | 14.84% | 2012 | 11
[8 empty] | 22.47% | 2012 | 11
[8 empty] | 27.96% | 2012 | 11
[8 empty] | 11.66% | 2012 | 11
[8 empty] | 13.48% | 2012 | 11
[8 empty] | 27.33% | 2012 | 11
[8 empty] | 15.58% | 2012 | 11
[8 empty] | 13.5% | 2012 | 11
[8 empty] | 25.38% | 2012 | 11
[8 empty] | 32.27% | 2012 | 11
[8 empty] | 12.18% | 2012 | 11
[8 empty] | 34.16% | 2012 | 11
[8 empty] | 51.49% | 2012 | 11
[8 empty] | 30.26% | 2012 | 11
[8 empty] | 26.07% | 2012 | 11
[8 empty] | 24.21% | 2012 | 11
[8 empty] | 25.58% | 2012 | 11
[8 empty] | 32.03% | 2012 | 11
[8 empty] | 26% | 2012 | 11
[8 empty] | 26.95% | 2012 | 11
[8 empty] | 31.21% | 2012 | 11
[8 empty] | 25.92% | 2012 | 11
[8 empty] | 29.35% | 2012 | 11
[8 empty] | 15.84% | 2012 | 11
[8 empty] | 34.47% | 2012 | 11
[8 empty] | 35.02% | 2012 | 11
[8 empty] | 37.06% | 2012 | 11
[8 empty] | 33.88% | 2012 | 11
[8 empty] | 36.02% | 2012 | 11
[8 empty] | 28.64% | 2012 | 11
[8 empty] | 36.27% | 2012 | 11
[8 empty] | 23.59% | 2012 | 11
[8 empty] | 18.72% | 2012 | 11
[8 empty] | 5.219% | 2012 | 11
[8 empty] | 16.43% | 2012 | 11
[8 empty] | 24.9% | 2012 | 11
[8 empty] | 14.67% | 2012 | 11
[8 empty] | 14.34% | 2012 | 11
[8 empty] | 11.48% | 2012 | 11
[8 empty] | 6.332% | 2012 | 11
[8 empty] | 23.4% | 2012 | 11
[8 empty] | 29.74% | 2013 | 12
[8 empty] | 37.3% | 2013 | 12
[8 empty] | 36.44% | 2013 | 12
[8 empty] | 23.93% | 2013 | 12
[8 empty] | 17.72% | 2013 | 12
[8 empty] | 34.03% | 2013 | 12
[8 empty] | 29.8% | 2013 | 12
[8 empty] | 44.15% | 2013 | 12
[8 empty] | 23.65% | 2013 | 12
[8 empty] | 17.51% | 2013 | 12
[8 empty] | 35.66% | 2014 | 13
[8 empty] | 25.29% | 2014 | 13
[8 empty] | 28.06% | 2014 | 13
[8 empty] | 42.33% | 2014 | 13
[8 empty] | 23.43% | 2014 | 13
[8 empty] | 38.54% | 2014 | 13
[8 empty] | 38.54% | 2014 | 13
[8 empty] | 29.03% | 2014 | 13
[8 empty] | 48.27% | 2014 | 13
[8 empty] | 33.36% | 2014 | 13
[8 empty] | 38.2% | 2014 | 13
[8 empty] | 26.87% | 2014 | 13
[8 empty] | 40.99% | 2014 | 13
[8 empty] | 38.56% | 2014 | 13
[8 empty] | 33.1% | 2014 | 13
[8 empty] | 34.09% | 2014 | 13
[8 empty] | 33.88% | 2014 | 13
[8 empty] | 30.76% | 2014 | 13
[8 empty] | 37.72% | 2014 | 13
[8 empty] | 31.8% | 2014 | 13
[8 empty] | 39.56% | 2014 | 13
[8 empty] | 40.13% | 2014 | 13
[8 empty] | 40.13% | 2014 | 13
[8 empty] | 29.41% | 2014 | 13
[8 empty] | 42.18% | 2014 | 13
[8 empty] | 38.98% | 2014 | 13
[8 empty] | 43.6% | 2014 | 13
[8 empty] | 33.94% | 2014 | 13
[8 empty] | 29.9% | 2014 | 13
[8 empty] | 26.68% | 2014 | 13
[8 empty] | 24.59% | 2014 | 13
[8 empty] | 25.05% | 2014 | 13
[8 empty] | 47% | 2014 | 13
[8 empty] | 28.3% | 2014 | 13
[8 empty] | 31.83% | 2014 | 13
[8 empty] | 23.6% | 2015 | 14
[8 empty] | 40.84% | 2015 | 14
[8 empty] | 18.28% | 2015 | 14
[8 empty] | 42.37% | 2015 | 14
[8 empty] | 46.78% | 2015 | 14
[8 empty] | 38.85% | 2015 | 14
[8 empty] | 42.34% | 2015 | 14
[8 empty] | 47.44% | 2015 | 14
[8 empty] | 43.88% | 2015 | 14
[8 empty] | 44.85% | 2015 | 14
[8 empty] | 26.07% | 2015 | 14
[8 empty] | 36.76% | 2015 | 14
[8 empty] | 37.15% | 2015 | 14
[8 empty] | 35.81% | 2015 | 14
[8 empty] | 42.16% | 2015 | 14
[8 empty] | 42.56% | 2015 | 14
[8 empty] | 47.89% | 2015 | 14
[8 empty] | 29.45% | 2015 | 14
[8 empty] | 9.468% | 2015 | 14
[8 empty] | 38.75% | 2015 | 14
[8 empty] | 32.78% | 2015 | 14
[8 empty] | 44.39% | 2015 | 14
[8 empty] | 42.63% | 2015 | 14
[8 empty] | 40.48% | 2015 | 14
[8 empty] | 27.51% | 2015 | 14
[8 empty] | 30.62% | 2015 | 14
[8 empty] | 29.98% | 2015 | 14
[8 empty] | 32% | 2015 | 14
[8 empty] | 18.27% | 2015 | 14
[8 empty] | 35.7% | 2015 | 14
[8 empty] | 35.89% | 2015 | 14
[8 empty] | 29.5% | 2015 | 14
[8 empty] | 35.35% | 2015 | 14
[8 empty] | 39.88% | 2015 | 14
[8 empty] | 37.22% | 2015 | 14
[8 empty] | 6.804% | 2015 | 14
[8 empty] | 13.6% | 2015 | 14
[8 empty] | 31.55% | 2015 | 14
[8 empty] | 38.97% | 2015 | 14
[8 empty] | 45.8% | 2015 | 14
[8 empty] | 27.09% | 2015 | 14
[8 empty] | 31.96% | 2015 | 14
[8 empty] | 27.27% | 2015 | 14
[8 empty] | 39.68% | 2015 | 14
[8 empty] | 25.53% | 2015 | 14
[8 empty] | 28.71% | 2015 | 14
[8 empty] | 20.3% | 2015 | 14
[8 empty] | 43.78% | 2015 | 14
[8 empty] | 40.86% | 2016 | 15
[8 empty] | 27.76% | 2016 | 15
[8 empty] | 36.83% | 2016 | 15
[8 empty] | 42.18% | 2016 | 15
[8 empty] | 39.64% | 2016 | 15
[8 empty] | 24.93% | 2016 | 15
[8 empty] | 44.67% | 2016 | 15
[8 empty] | 39.91% | 2016 | 15
[8 empty] | 28.89% | 2016 | 15
[8 empty] | 42.33% | 2016 | 15
[8 empty] | 31.42% | 2016 | 15
[8 empty] | 43% | 2016 | 15
[8 empty] | 40.53% | 2016 | 15
[8 empty] | 48.59% | 2016 | 15
[8 empty] | 29.26% | 2016 | 15
[8 empty] | 33.06% | 2016 | 15
[8 empty] | 34.58% | 2016 | 15
[8 empty] | 17.83% | 2016 | 15
[8 empty] | 18.45% | 2016 | 15
[8 empty] | 17.87% | 2016 | 15
[8 empty] | 16.43% | 2016 | 15
[8 empty] | 17.23% | 2016 | 15
[8 empty] | 32.85% | 2016 | 15
[8 empty] | 26.95% | 2016 | 15
[8 empty] | 32.56% | 2016 | 15
[8 empty] | 20.03% | 2016 | 15
[8 empty] | 27.78% | 2016 | 15
[8 empty] | 40.5% | 2016 | 15
[8 empty] | 37.97% | 2016 | 15
[8 empty] | 44.45% | 2016 | 15
[8 empty] | 22.21% | 2016 | 15
[8 empty] | 32.63% | 2016 | 15
[8 empty] | 34.44% | 2016 | 15
[8 empty] | 28.17% | 2016 | 15
[8 empty] | 43.26% | 2016 | 15
[8 empty] | 32.29% | 2016 | 15
[8 empty] | 41.88% | 2016 | 15
[8 empty] | 28.59% | 2016 | 15
[8 empty] | 42.45% | 2016 | 15
[8 empty] | 40.64% | 2016 | 15
[8 empty] | 48.62% | 2016 | 15
[8 empty] | 30.33% | 2016 | 15
[8 empty] | 33.91% | 2016 | 15
[8 empty] | 96.57% | 2016 | 15
[8 empty] | 32.18% | 2016 | 15
[8 empty] | 39.29% | 2016 | 15
[8 empty] | 44.79% | 2016 | 15
[8 empty] | 36.75% | 2016 | 15
[8 empty] | 42.07% | 2016 | 15
[8 empty] | 42.96% | 2016 | 15
[8 empty] | 41.36% | 2016 | 15
[8 empty] | 41.55% | 2016 | 15
[8 empty] | 45.36% | 2016 | 15
[8 empty] | 36.96% | 2016 | 15
[8 empty] | 45.71% | 2016 | 15
[8 empty] | 42.42% | 2016 | 15
[8 empty] | 46.19% | 2016 | 15
[8 empty] | 31.73% | 2016 | 15
[8 empty] | 24.11% | 2016 | 15
[8 empty] | 42.73% | 2017 | 16
[8 empty] | 35.61% | 2017 | 16
[8 empty] | 43.38% | 2017 | 16
[8 empty] | 25.08% | 2017 | 16
[8 empty] | 26.15% | 2017 | 16
[8 empty] | 32.75% | 2017 | 16
[8 empty] | 39.51% | 2017 | 16
[8 empty] | 28.45% | 2017 | 16
[8 empty] | 31.16% | 2017 | 16
[8 empty] | 35.15% | 2017 | 16
[8 empty] | 38.56% | 2017 | 16
[8 empty] | 31.58% | 2017 | 16
[8 empty] | 27.15% | 2017 | 16
[8 empty] | 42.66% | 2017 | 16
[8 empty] | 20.88% | 2017 | 16
[8 empty] | 32.62% | 2017 | 16
[8 empty] | 35.24% | 2017 | 16
[8 empty] | 36.59% | 2017 | 16
[8 empty] | 18.12% | 2017 | 16
[8 empty] | 29.37% | 2017 | 16
[8 empty] | 30.57% | 2017 | 16
[8 empty] | 26.18% | 2017 | 16
[8 empty] | 28.75% | 2017 | 16
[8 empty] | 33.09% | 2017 | 16
[8 empty] | 40.03% | 2017 | 16
[8 empty] | 39.42% | 2017 | 16
[8 empty] | 28.49% | 2017 | 16
[8 empty] | 34.59% | 2017 | 16
[8 empty] | 43.22% | 2017 | 16
[8 empty] | 43.61% | 2017 | 16
[8 empty] | 45.06% | 2017 | 16
[8 empty] | 32.7% | 2017 | 16
[8 empty] | 42.19% | 2017 | 16
[8 empty] | 46.6% | 2017 | 16
[8 empty] | 38.93% | 2017 | 16
[8 empty] | 44.24% | 2017 | 16
[8 empty] | 43.25% | 2017 | 16
[8 empty] | 39.71% | 2017 | 16
[8 empty] | 38.56% | 2017 | 16
[8 empty] | 36.93% | 2017 | 16
[8 empty] | 38.63% | 2017 | 16
[8 empty] | 39.35% | 2017 | 16
[8 empty] | 47.38% | 2017 | 16
[8 empty] | 41.84% | 2017 | 16
[8 empty] | 46.99% | 2017 | 16
[8 empty] | 28.78% | 2017 | 16
[8 empty] | 22.57% | 2017 | 16
[8 empty] | 34.5% | 2017 | 16
[8 empty] | 43.19% | 2017 | 16
[8 empty] | 47.27% | 2017 | 16
[8 empty] | 25.33% | 2017 | 16
[8 empty] | 24.14% | 2017 | 16
[8 empty] | 43.64% | 2017 | 16
[8 empty] | 43.7% | 2017 | 16
[8 empty] | 35.58% | 2017 | 16
[8 empty] | 27.95% | 2017 | 16
[8 empty] | 37.48% | 2017 | 16
[8 empty] | 32.19% | 2017 | 16
[8 empty] | 35.78% | 2017 | 16
[8 empty] | 33.74% | 2017 | 16
[8 empty] | 34.81% | 2017 | 16
[8 empty] | 52.18% | 2017 | 16
[8 empty] | 42.87% | 2017 | 16
[8 empty] | 40.67% | 2017 | 16
[8 empty] | 22.81% | 2017 | 16
[8 empty] | 43.96% | 2017 | 16
[8 empty] | 41.94% | 2017 | 16
[8 empty] | 41.89% | 2017 | 16
[8 empty] | 49.63% | 2017 | 16
[8 empty] | 39.53% | 2017 | 16
[8 empty] | 35.42% | 2017 | 16
[8 empty] | 42.37% | 2017 | 16
[8 empty] | 34.63% | 2017 | 16
[8 empty] | 36.01% | 2018 | 17
[8 empty] | 40.25% | 2018 | 17
[8 empty] | 31.69% | 2018 | 17
[8 empty] | 34.04% | 2018 | 17
[8 empty] | 49.88% | 2018 | 17
[8 empty] | 34.31% | 2018 | 17
[8 empty] | 30.23% | 2018 | 17
[8 empty] | 42.83% | 2018 | 17
[8 empty] | 43.12% | 2018 | 17
[8 empty] | 40.15% | 2018 | 17
[8 empty] | 39.5% | 2018 | 17
[8 empty] | 47.43% | 2018 | 17
[8 empty] | 35.37% | 2018 | 17
[8 empty] | 39.67% | 2018 | 17
[8 empty] | 33.42% | 2018 | 17
[8 empty] | 46.49% | 2018 | 17
[8 empty] | 26.41% | 2018 | 17
[8 empty] | 37.93% | 2018 | 17
[8 empty] | 34.07% | 2018 | 17
[8 empty] | 37.88% | 2018 | 17
[8 empty] | 30.82% | 2018 | 17
[8 empty] | 37.08% | 2018 | 17
[8 empty] | 25.79% | 2018 | 17
[8 empty] | 45.09% | 2018 | 17
[8 empty] | 36.43% | 2018 | 17
[8 empty] | 26.01% | 2018 | 17
[8 empty] | 32.64% | 2018 | 17
[8 empty] | 50.23% | 2018 | 17
[8 empty] | 54.58% | 2018 | 17
[8 empty] | 33.8% | 2018 | 17
[8 empty] | 40.44% | 2018 | 17
[8 empty] | 36.89% | 2018 | 17
[8 empty] | 34.6% | 2018 | 17
[8 empty] | 21.27% | 2018 | 17
[8 empty] | 43.48% | 2018 | 17
[8 empty] | 43.75% | 2018 | 17
[8 empty] | 34.94% | 2018 | 17
[8 empty] | 40.63% | 2018 | 17
[8 empty] | 40.66% | 2018 | 17
[8 empty] | 36.77% | 2018 | 17
[8 empty] | 47.58% | 2018 | 17
[8 empty] | 40.46% | 2018 | 17
[8 empty] | 42.54% | 2018 | 17
[8 empty] | 40.01% | 2018 | 17
[8 empty] | 40.43% | 2018 | 17
[8 empty] | 45.55% | 2018 | 17
[8 empty] | 36.41% | 2018 | 17
[8 empty] | 42.05% | 2018 | 17
[8 empty] | 21.99% | 2018 | 17
[8 empty] | 22.57% | 2018 | 17
[8 empty] | 22.16% | 2018 | 17
[8 empty] | 18.08% | 2018 | 17
[8 empty] | 25.43% | 2018 | 17
[8 empty] | 23.22% | 2018 | 17
[8 empty] | 24.51% | 2018 | 17
[8 empty] | 39.38% | 2018 | 17
[8 empty] | 43.17% | 2018 | 17
[8 empty] | 36.73% | 2018 | 17
[8 empty] | 34.69% | 2018 | 17
[8 empty] | 35.71% | 2018 | 17
[8 empty] | 36.71% | 2018 | 17
[8 empty] | 26.64% | 2018 | 17
[8 empty] | 43.35% | 2018 | 17
[8 empty] | 23.27% | 2018 | 17
[8 empty] | 27.37% | 2018 | 17
[8 empty] | 40.22% | 2018 | 17
[8 empty] | 31.47% | 2018 | 17
[8 empty] | 32.7% | 2018 | 17
[8 empty] | 44.04% | 2018 | 17
[8 empty] | 32.17% | 2018 | 17
[8 empty] | 37.94% | 2019 | 18
[8 empty] | 27.43% | 2019 | 18
[8 empty] | 32.38% | 2019 | 18
[8 empty] | 47.25% | 2019 | 18
[8 empty] | 27.27% | 2019 | 18
[8 empty] | 43.96% | 2019 | 18
[8 empty] | 29.6% | 2019 | 18
[8 empty] | 36.62% | 2019 | 18
[8 empty] | 41.98% | 2019 | 18
[8 empty] | 32.29% | 2019 | 18
[8 empty] | 28.24% | 2019 | 18
[8 empty] | 44.85% | 2019 | 18
[8 empty] | 44.92% | 2019 | 18
[8 empty] | 24.43% | 2019 | 18
[8 empty] | 31.79% | 2019 | 18
[8 empty] | 37.66% | 2019 | 18
[8 empty] | 38.91% | 2019 | 18
[8 empty] | 37.51% | 2019 | 18
[8 empty] | 40.55% | 2019 | 18
[8 empty] | 34.85% | 2019 | 18
[8 empty] | 44.05% | 2019 | 18
[8 empty] | 30.7% | 2019 | 18
[8 empty] | 15.42% | 2019 | 18
[8 empty] | 47.29% | 2019 | 18
[8 empty] | 49.99% | 2019 | 18
[8 empty] | 43.11% | 2019 | 18
[8 empty] | 43.83% | 2019 | 18
[8 empty] | 39.99% | 2019 | 18
[8 empty] | 50.5% | 2019 | 18
[8 empty] | 24.22% | 2019 | 18
[8 empty] | 46.13% | 2019 | 18
[8 empty] | 46.42% | 2019 | 18
[8 empty] | 45.46% | 2019 | 18
[8 empty] | 35.25% | 2019 | 18
[8 empty] | 36.22% | 2019 | 18
[8 empty] | 41.32% | 2019 | 18
[8 empty] | 26.49% | 2019 | 18
[8 empty] | 28.4% | 2019 | 18
[8 empty] | 36.76% | 2019 | 18
[8 empty] | 21.75% | 2019 | 18
[8 empty] | 42.69% | 2019 | 18
[8 empty] | 44.81% | 2019 | 18
[8 empty] | 45.51% | 2019 | 18
[8 empty] | 49.15% | 2019 | 18
[8 empty] | 29.91% | 2019 | 18
[8 empty] | 36.41% | 2019 | 18
[8 empty] | 26.33% | 2019 | 18
[8 empty] | 38.43% | 2019 | 18
[8 empty] | 45.49% | 2019 | 18
[8 empty] | 46.35% | 2019 | 18
[8 empty] | 27.19% | 2019 | 18
[8 empty] | 36.59% | 2019 | 18
[8 empty] | 37.18% | 2019 | 18
[8 empty] | 25.98% | 2019 | 18
[8 empty] | 18.51% | 2019 | 18
[8 empty] | 36.16% | 2019 | 18
[8 empty] | 46.86% | 2019 | 18
[8 empty] | 41.6% | 2019 | 18
[8 empty] | 38.66% | 2019 | 18
[8 empty] | 43.23% | 2019 | 18
[8 empty] | 42.11% | 2019 | 18
[8 empty] | 41.28% | 2019 | 18
[8 empty] | 39.97% | 2019 | 18
[8 empty] | 33.84% | 2019 | 18
[8 empty] | 31.99% | 2019 | 18
[8 empty] | 36.7% | 2019 | 18
[8 empty] | 45.26% | 2020 | 19
[8 empty] | 38.55% | 2020 | 19
[8 empty] | 34.3% | 2020 | 19
[8 empty] | 41.4% | 2020 | 19
[8 empty] | 46.05% | 2020 | 19
[8 empty] | 35.78% | 2020 | 19
[8 empty] | 39.27% | 2020 | 19
[8 empty] | 45.44% | 2020 | 19
[8 empty] | 39.09% | 2020 | 19
[8 empty] | 31.41% | 2020 | 19
[8 empty] | 27.79% | 2020 | 19
[8 empty] | 25.66% | 2020 | 19
[8 empty] | 39.89% | 2020 | 19
[8 empty] | 45.41% | 2020 | 19
[8 empty] | 42.86% | 2020 | 19
[8 empty] | 39.22% | 2020 | 19
[8 empty] | 36.77% | 2020 | 19
[8 empty] | 43.07% | 2020 | 19
[8 empty] | 40.84% | 2020 | 19
[8 empty] | 27.94% | 2020 | 19
[8 empty] | 43.54% | 2020 | 19
[8 empty] | 30.05% | 2020 | 19
[8 empty] | 29.35% | 2020 | 19
[8 empty] | 40.35% | 2020 | 19
[8 empty] | 38.21% | 2020 | 19
[8 empty] | 28.97% | 2020 | 19
[8 empty] | 41.97% | 2020 | 19
[8 empty] | 24.18% | 2020 | 19
[8 empty] | 24.98% | 2020 | 19
[8 empty] | 30.26% | 2020 | 19
[8 empty] | 34.29% | 2020 | 19
[8 empty] | 30.63% | 2020 | 19
[8 empty] | 34.6% | 2020 | 19
[8 empty] | 37.66% | 2020 | 19
[8 empty] | 40.36% | 2020 | 19
[8 empty] | 42.12% | 2020 | 19
[8 empty] | 41.37% | 2020 | 19
[8 empty] | 32.22% | 2020 | 19
[8 empty] | 34.39% | 2020 | 19
[8 empty] | 36.27% | 2020 | 19
[8 empty] | 34.17% | 2020 | 19
[8 empty] | 45.76% | 2020 | 19
[8 empty] | 32.13% | 2020 | 19
[8 empty] | 36.45% | 2020 | 19
[8 empty] | 27.4% | 2020 | 19
[8 empty] | 35.42% | 2020 | 19
[8 empty] | 34.6% | 2020 | 19
[8 empty] | 42.31% | 2020 | 19
[8 empty] | 27.31% | 2020 | 19
[8 empty] | 47.74% | 2020 | 19
[8 empty] | 13.08% | 2020 | 19
[8 empty] | 32.79% | 2020 | 19
[8 empty] | 41.9% | 2020 | 19
[8 empty] | 37.08% | 2020 | 19
[8 empty] | 31.36% | 2020 | 19
[8 empty] | 31.37% | 2020 | 19
[8 empty] | 42.91% | 2020 | 19
[8 empty] | 34.83% | 2020 | 19
[8 empty] | 39.65% | 2020 | 19
[8 empty] | 34.62% | 2020 | 19
[8 empty] | 44.18% | 2020 | 19
[8 empty] | 46.52% | 2020 | 19
[8 empty] | 34.86% | 2020 | 19
[8 empty] | 32.99% | 2020 | 19
[8 empty] | 44.33% | 2020 | 19
[8 empty] | 41.86% | 2020 | 19
[8 empty] | 25.22% | 2020 | 19
[8 empty] | 40.36% | 2020 | 19
[8 empty] | 46.79% | 2020 | 19
[8 empty] | 52.55% | 2020 | 19
[8 empty] | 34.33% | 2020 | 19
[8 empty] | 34.18% | 2020 | 19
[8 empty] | 37% | 2020 | 19
[8 empty] | 30.39% | 2020 | 19
[8 empty] | 28.55% | 2020 | 19
[8 empty] | 26.01% | 2020 | 19
[8 empty] | 37.87% | 2020 | 19
[8 empty] | 40.08% | 2020 | 19
[8 empty] | 45.17% | 2020 | 19
[8 empty] | 33.16% | 2020 | 19
[8 empty] | 47.74% | 2020 | 19
[8 empty] | 37.92% | 2020 | 19
[8 empty] | 29.19% | 2020 | 19
[8 empty] | 31.19% | 2020 | 19
[8 empty] | 39.89% | 2020 | 19
[8 empty] | 40.64% | 2020 | 19
[8 empty] | 38.96% | 2020 | 19
[8 empty] | 51.26% | 2020 | 19
[8 empty] | 17.12% | 2020 | 19
[8 empty] | 39.95% | 2020 | 19
[8 empty] | 44.4% | 2020 | 19
[8 empty] | 40.48% | 2020 | 19
[8 empty] | 35.98% | 2020 | 19
[8 empty] | 34.88% | 2020 | 19
[8 empty] | 36.47% | 2020 | 19
[8 empty] | 27.35% | 2020 | 19
[8 empty] | 30.8% | 2020 | 19
[8 empty] | 37.38% | 2020 | 19
[8 empty] | 28.18% | 2020 | 19
[8 empty] | 49.55% | 2020 | 19
[8 empty] | 43.84% | 2020 | 19
[8 empty] | 40.23% | 2020 | 19
[8 empty] | 10.3% | 2020 | 19
[8 empty] | 45.53% | 2020 | 19
[8 empty] | 33.65% | 2020 | 19
[8 empty] | 44.71% | 2020 | 19
[8 empty] | 47.1% | 2020 | 19
[8 empty] | 38.08% | 2020 | 19
[8 empty] | 41.62% | 2020 | 19
[8 empty] | 38.45% | 2020 | 19
[8 empty] | 38.12% | 2020 | 19
[8 empty] | 33.73% | 2021 | 20
[8 empty] | 39.38% | 2021 | 20
[8 empty] | 21.61% | 2021 | 20
[8 empty] | 23.82% | 2021 | 20
[8 empty] | 35.88% | 2021 | 20
[8 empty] | 34.45% | 2021 | 20
[8 empty] | 24.37% | 2021 | 20
[8 empty] | 40.12% | 2021 | 20
[8 empty] | 41.57% | 2021 | 20
[8 empty] | 46.62% | 2021 | 20
[8 empty] | 13.04% | 2021 | 20
[8 empty] | 39.12% | 2021 | 20
[8 empty] | 40.36% | 2021 | 20
[8 empty] | 41.09% | 2021 | 20
[8 empty] | 43.83% | 2021 | 20
[8 empty] | 29.87% | 2021 | 20
[8 empty] | 30.74% | 2021 | 20
[8 empty] | 36.47% | 2021 | 20
[8 empty] | 30.39% | 2021 | 20
[8 empty] | 34.48% | 2021 | 20
[8 empty] | 20.73% | 2021 | 20
[8 empty] | 37.15% | 2021 | 20
[8 empty] | 7.76% | 2021 | 20
[8 empty] | 39.19% | 2021 | 20
[8 empty] | 38.48% | 2021 | 20
[8 empty] | 36.24% | 2021 | 20
[8 empty] | 40.67% | 2021 | 20
[8 empty] | 38.11% | 2021 | 20
[8 empty] | 38.81% | 2021 | 20
[8 empty] | 36.15% | 2021 | 20
[8 empty] | 33.35% | 2021 | 20
[8 empty] | 20.07% | 2021 | 20
[8 empty] | 27.55% | 2021 | 20
[8 empty] | 27.09% | 2021 | 20
[8 empty] | 35.99% | 2021 | 20
[8 empty] | 37.94% | 2021 | 20
[8 empty] | 44.51% | 2021 | 20
[8 empty] | 29.6% | 2021 | 20
[8 empty] | 37.37% | 2021 | 20
[8 empty] | 39.48% | 2021 | 20
[8 empty] | 35.14% | 2021 | 20
[8 empty] | 38.13% | 2021 | 20
[8 empty] | 25.98% | 2021 | 20
[8 empty] | 42.27% | 2021 | 20
[8 empty] | 37.3% | 2021 | 20
[8 empty] | 43.7% | 2021 | 20
[8 empty] | 30.74% | 2021 | 20
[8 empty] | 28.98% | 2021 | 20
[8 empty] | 35.74% | 2021 | 20
[8 empty] | 43.38% | 2021 | 20
[8 empty] | 37.75% | 2021 | 20
[8 empty] | 44.16% | 2021 | 20
[8 empty] | 34.82% | 2021 | 20
[8 empty] | 39.58% | 2021 | 20
[8 empty] | 31.78% | 2021 | 20
[8 empty] | 46.88% | 2021 | 20
[8 empty] | 43.49% | 2021 | 20
[8 empty] | 39.67% | 2021 | 20
[8 empty] | 43.89% | 2021 | 20
[8 empty] | 40.73% | 2021 | 20
[8 empty] | 39.84% | 2021 | 20
[8 empty] | 33.67% | 2021 | 20
[8 empty] | 11.06% | 2021 | 20
[8 empty] | 11.81% | 2021 | 20
[8 empty] | 47.66% | 2021 | 20
[8 empty] | 43.24% | 2021 | 20
[8 empty] | 38.24% | 2021 | 20
[8 empty] | 43.9% | 2021 | 20
[8 empty] | 38.88% | 2021 | 20
[8 empty] | 24.19% | 2021 | 20
[8 empty] | 24.19% | 2021 | 20
[8 empty] | 32.28% | 2021 | 20
[8 empty] | 37.06% | 2021 | 20
[8 empty] | 24.71% | 2021 | 20
[8 empty] | 23.97% | 2021 | 20
[8 empty] | 23.75% | 2021 | 20
[8 empty] | 50.97% | 2021 | 20
[8 empty] | 36.84% | 2022 | 21
[8 empty] | 30.37% | 2022 | 21
[8 empty] | 43.31% | 2022 | 21
[8 empty] | 36.7% | 2022 | 21
[8 empty] | 33.85% | 2022 | 21
[8 empty] | 33.06% | 2022 | 21
[8 empty] | 33.3% | 2022 | 21
[8 empty] | 35.8% | 2022 | 21
[8 empty] | 32.89% | 2022 | 21
[8 empty] | 36.2% | 2022 | 21
[8 empty] | 35.45% | 2022 | 21
[8 empty] | 42.47% | 2022 | 21
[8 empty] | 43.21% | 2022 | 21
[8 empty] | 41.65% | 2022 | 21
[8 empty] | 46.61% | 2022 | 21
[8 empty] | 31.1% | 2022 | 21
[8 empty] | 46.15% | 2022 | 21
[8 empty] | 43.31% | 2022 | 21
[8 empty] | 36.76% | 2022 | 21
[8 empty] | 41.1% | 2022 | 21
[8 empty] | 46.41% | 2022 | 21
[8 empty] | 31.62% | 2022 | 21
[8 empty] | 46.04% | 2022 | 21
[8 empty] | 36.07% | 2022 | 21
[8 empty] | 46.7% | 2022 | 21
[8 empty] | 48.04% | 2022 | 21
[8 empty] | 29.72% | 2022 | 21
[8 empty] | 30.4% | 2022 | 21
[8 empty] | 30.99% | 2022 | 21
[8 empty] | 42.92% | 2022 | 21
[8 empty] | 33.98% | 2022 | 21
[8 empty] | 42.37% | 2022 | 21
[8 empty] | 30.6% | 2022 | 21
[8 empty] | 32.17% | 2022 | 21
[8 empty] | 28.21% | 2022 | 21
[8 empty] | 39.9% | 2022 | 21
[8 empty] | 35.47% | 2022 | 21
[8 empty] | 41.57% | 2022 | 21
[8 empty] | 41.53% | 2022 | 21

## Capacity Factor by State
Average calendar year 2023 capacity factors by state
Source: EIA, FERC, Berkeley Lab
Note: States shaded in white have no projects in full sample (left) or in newer sample (right)
| 1998- | 2017-
| 2022 | 2022
| Projects | Projects
NM | 39.01% | 39.37%
NE | 38.3% | 40.8%
SD | 37.8% | 41.19%
KS | 37.53% | 40.13%
ND | 37.52% | 42.6%
IA | 37.5% | 40.4%
CO | 35.3% | 39.37%
MT | 35.1% | 37.8%
OK | 34.35% | 36.81%
TX | 34.33% | 36.37%
MN | 33.94% | 42.2%
IL | 33.77% | 36.62%
WY | 32.27% | 35.29%
MO | 31.75% | 33.52%
HI | 30.7% | 38.55%
IN | 30.62% | 32.39%
MD | 29.92%
OH | 29.2% | 28.62%
NC | 28.49% | 28.49%
NJ | 28.06%
WV | 27.86% | 31.2%
AZ | 27.7% | 31.36%
MI | 27.44% | 25.92%
CA | 27.33% | 35.84%
ID | 27.2%
VT | 25.98% | 34.5%
WA | 25.81% | 29.01%
ME | 25.8% | 27.26%
OR | 25.54% | 27.67%
PA | 25.05% | 32.29%
WI | 24.4% | 42.73%
DE | 23.77%
AK | 22.5%
NV | 22.16%
NH | 21.93% | 27.27%
MA | 21.68% | 21.64%
NY | 20.86% | 26.57%
CT | 20.3%
UT | 20.12%
RI | 19.38% | 20.48%
U.S. | 33.53% | 36.98%

## Capacity Factor Drivers
2023 capacity factors and various drivers by commercial operation date
Note: In order to have all three indices be directionally consistent with their influence on capacity factor, this figure indexes the inverse of specific power (i.e., a decline in specific power causes the index to increase rather than decrease).
Source: EIA, FERC, Berkeley Lab
| Weighted- | Index of | Index of | Index of
| Average | the Inverse | Built | Built Wind
| Capacity | of Built | Turbine | Resource
| Factor | Specific | Hub | Quality
| in 2023 | Power | Height | at 100m
1998-99 | 15.75% | 100 | 100 | 100
2000-01 | 20.86% | 100.7692 | 102.875 | 93.2477
2002-03 | 20.45% | 104.244 | 116.9563 | 91.0128
2004-05 | 23.28% | 115.5882 | 130.9991 | 92.0826
2006 | 26.44% | 117.6647 | 134.2821 | 85.6198
2007 | 25.84% | 118.7311 | 138.1662 | 91.4146
2008 | 21.72% | 118.018 | 138.7153 | 91.6848
2009 | 23.54% | 119.4529 | 139.3336 | 86.1877
2010 | 24.34% | 123.1975 | 140.8259 | 85.3245
2011 | 25.15% | 124.7619 | 143.123 | 82.5702
2012 | 27.03% | 137.4126 | 148.0855 | 82.7442
2013 | 35.77% | 154.1176 | 142.2906 | 86.4155
2014 | 36.85% | 156.5737 | 146.1484 | 91.9869
2015 | 35.4% | 160.4082 | 145.7159 | 90.8027
2016 | 38.05% | 168.6695 | 146.7131 | 91.6456
2017 | 38.26% | 170.1299 | 152.0356 | 90.2192
2018 | 38.91% | 170.8696 | 155.722 | 88.519
2019 | 37.87% | 178.6364 | 159.2429 | 90.5436
2020 | 36.49% | 176.2332 | 159.1914 | 86.5443
2021 | 34.37% | 170.1299 | 166.0015 | 86.5989
2022 | 38.21% | 168.6695 | 173.3793 | 91.9687
2023 |  | 165.8228 | 182.7165 | 85.9305

## Influence Specific Power
Calendar year 2023 capacity factors by wind resource quality and specific power
Source: EIA, FERC, Berkeley Lab
Note: Wind resource quality is based on site estimates of gross capacity factor at 100 meters by AWS Truepower, using a single, common wind-turbine power curve. The “lower” category includes all projects with an estimated gross capacity factor of less than 45%; “medium” corresponds to ≥45%–52%; and “higher” ≥52%.
1998-2022 Projects |  |  |  |  | 2014-2022 Projects
Average Capacity Factor |  | Wind Resource Quality |  |  | Average Capacity Factor |  | Wind Resource Quality
Specific Power Range |  | Lower | Medium | Higher | Specific Power Range |  | Lower | Medium | Higher
| ≥ 400 W/m2 | 16.13% | 18.6% | 22.87% |  | ≥ 260 W/m2 | 27.24% | 32.2% | 36.77%
< 400 W/m2 | ≥ 350 W/m2 | 21.86% | 25.79% | 25.12% | < 260 W/m2 | ≥ 240 W/m2 | 29.53% | 36.09% | 38.75%
< 350 W/m2 | ≥ 300 W/m2 | 23.71% | 27.3% | 31.63% | < 240 W/m2 | ≥ 220 W/m2 | 32.72% | 37.51% | 41.45%
< 300 W/m2 | ≥ 250 W/m2 | 27.68% | 31.21% | 37.44% | < 220 W/m2 | ≥ 200 W/m2 | 32.87% | 40.53% | 42.77%
< 250 W/m2 |  | 32.01% | 39% | 41.12% | < 200 W/m2 |  | 32.65% | 41.44% | 44.14%
Projects in Sample |  | Wind Resource Quality |  |  | Projects in Sample |  | Wind Resource Quality
Specific Power Range |  | Lower | Medium | Higher | Specific Power Range |  | Lower | Medium | Higher
| ≥ 400 W/m2 | 4 | 5 | 13 |  | ≥ 260 W/m2 | 58 | 31 | 87
< 400 W/m2 | ≥ 350 W/m2 | 25 | 17 | 45 | < 260 W/m2 | ≥ 240 W/m2 | 32 | 35 | 34
< 350 W/m2 | ≥ 300 W/m2 | 126 | 82 | 117 | < 240 W/m2 | ≥ 220 W/m2 | 29 | 50 | 39
< 300 W/m2 | ≥ 250 W/m2 | 106 | 63 | 70 | < 220 W/m2 | ≥ 200 W/m2 | 31 | 34 | 43
< 250 W/m2 |  | 116 | 122 | 99 | < 200 W/m2 |  | 23 | 17 | 9
MW in Sample |  | Wind Resource Quality |  |  | MW in Sample |  | Wind Resource Quality
Specific Power Range |  | Lower | Medium | Higher | Specific Power Range |  | Lower | Medium | Higher
| ≥ 400 W/m2 | 147.725 | 647.7 | 991 |  | ≥ 260 W/m2 | 3590.5 | 5431.15 | 12809
< 400 W/m2 | ≥ 350 W/m2 | 1510.6 | 1379.9 | 2264.2 | < 260 W/m2 | ≥ 240 W/m2 | 3861.9 | 4935.9 | 7050.54
< 350 W/m2 | ≥ 300 W/m2 | 8555.1 | 9036.45 | 13580.3 | < 240 W/m2 | ≥ 220 W/m2 | 5086.14 | 10938.82 | 8549.74
< 300 W/m2 | ≥ 250 W/m2 | 6115.6 | 9379.2 | 11227.04 | < 220 W/m2 | ≥ 200 W/m2 | 4500 | 5586.8 | 6796.1
< 250 W/m2 |  | 16436.64 | 23150.52 | 18982.84 | < 200 W/m2 |  | 2711.5 | 4515.5 | 1583.7

## Curtailment and Penetration
Wind curtailment and penetration rates by ISO
Sources: ERCOT, MISO, CAISO, NYISO, PJM, ISO-NE, SPP | [6 empty] | Sources: ERCOT, MISO, CAISO, NYISO, PJM, ISO-NE, SPP
| Wind | Wind
| Penetration | Curtailment
| % | % | Year
2014-23 SPP |  |  | 2007
2008
2009
|  |  | 2010 |  |  | Wind
|  |  | 2011 |  | ISO | Curtailment
|  |  | 2012 |  | Region | 2023 %
|  |  | 2013 |  | PJM | 0.0504%
| 11.97% | 0.712% | 2014 |  | CAISO | 0.5994%
| 13.47% | 0.9303% | 2015 |  | ISO-NE | 1.056%
| 17.54% | 1.656% | 2016 |  | MISO | 3.224%
| 22.99% | 2.801% | 2017 |  | NYISO | 3.317%
| 23.83% | 1.286% | 2018 |  | ERCOT | 4.208%
| 27.52% | 1.57% | 2019 |  | SPP | 8.331%
| 31.27% | 2.529% | 2020
| 34.82% | 6.36% | 2021
| 37.95% | 9.22% | 2022
| 36.98% | 8.331% | 2023
2007-23 ERCOT | 2.867% | 1.221% | 2007
| 4.878% | 8.506% | 2008
| 6.102% | 17.07% | 2009
| 7.745% | 7.717% | 2010
| 8.446% | 8.479% | 2011
| 9.169% | 3.796% | 2012
| 9.851% | 1.099% | 2013
| 10.64% | 0.5116% | 2014
| 11.72% | 0.9524% | 2015
| 15.1% | 1.567% | 2016
| 17.38% | 2.158% | 2017
| 18.5% | 2.539% | 2018
| 19.93% | 2.691% | 2019
| 23.23% | 4.517% | 2020
| 24.18% | 5.156% | 2021
| 24.8% | 4.729% | 2022
| 24.08% | 4.208% | 2023
2009-23 MISO |  |  | 2007
2008
| 2.714% | 1.948% | 2009
| 3.419% | 3.88% | 2010
| 4.561% | 3.186% | 2011
| 6.212% | 2.603% | 2012
| 6.854% | 4.723% | 2013
| 5.67% | 5.52% | 2014
| 6.222% | 5.426% | 2015
| 6.903% | 4.309% | 2016
| 7.695% | 4.258% | 2017
| 7.337% | 4.243% | 2018
| 8.504% | 5.474% | 2019
| 10.98% | 5.032% | 2020
| 12.03% | 4.734% | 2021
| 14.46% | 4.384% | 2022
| 13.6% | 3.223% | 2023
2015-23 CAISO |  |  | 2007
2008
2009
2010
2011
2012
2013
2014
| 5.143% | 0.404% | 2015
| 5.793% | 0.537% | 2016
| 5.797% | 0.2403% | 2017
| 6.926% | 0.1733% | 2018
| 6.839% | 0.2722% | 2019
| 6.566% | 0.5814% | 2020
| 8.42% | 0.3889% | 2021
| 8.741% | 0.5434% | 2022
| 8.523% | 0.5994% | 2023
2012-23 NYISO |  |  | 2007
2008
2009
2010
2011
| 1.716% | 0.3192% | 2012
| 2.086% | 1.456% | 2013
| 2.41% | 0.7562% | 2014
| 2.358% | 0.9674% | 2015
| 2.429% | 0.5604% | 2016
| 2.653% | 0.9979% | 2017
| 2.449% | 1.644% | 2018
| 2.835% | 1.531% | 2019
| 2.947% | 1.353% | 2020
| 2.666% | 1.974% | 2021
| 3.123% | 3.209% | 2022
| 3.103% | 3.317% | 2023
2014-23 ISO-NE |  |  | 2007
2008
2009
2010
2011
2012
2013
| 1.495% | 3.136% | 2014
| 1.645% | 2.42% | 2015
| 2.031% | 4.182% | 2016
| 2.808% | 2.602% | 2017
| 2.804% | 2.697% | 2018
| 2.892% | 1.912% | 2019
| 2.997% | 1.529% | 2020
| 2.952% | 1.754% | 2021
| 3.15% | 1.337% | 2022
| 2.731% | 1.056% | 2023
2012-23 PJM |  |  | 2007
2008
2009
2010
2011
| 1.686% | 1.987% | 2012 | 2012 PJM curtailment is based on PJM's Monthly Lost Opportunity Cost (LOC) report, and likely underestimates curtailment
| 1.865% | 1.906% | 2013 | 2013 PJM curtailment is based on PJM's Monthly Lost Opportunity Cost (LOC) report, and likely underestimates curtailment
| 1.939% | 0.7358% | 2014 | 2014 PJM curtailment is based on PJM's Monthly Lost Opportunity Cost (LOC) report, and likely underestimates curtailment
| 2.085% | 0.3303% | 2015 | 2015 PJM curtailment is based on PJM's Monthly Lost Opportunity Cost (LOC) report, and likely underestimates curtailment
| 2.11% | 0.2266% | 2016 | 2016 PJM curtailment is based on PJM's Monthly Lost Opportunity Cost (LOC) report, and likely underestimates curtailment
| 2.628% | 1.621% | 2017 | 2017-2021 curtailment is from https://pjm.com/-/media/committees-groups/committees/oc/2022/20220222-special/20220222-item-04-wind-and-solar-curtailment-metrics.ashx
| 2.649% | 1.655% | 2018 | 2017-2021 curtailment is from https://pjm.com/-/media/committees-groups/committees/oc/2022/20220222-special/20220222-item-04-wind-and-solar-curtailment-metrics.ashx
| 3.032% | 0.6644% | 2019 | 2017-2021 curtailment is from https://pjm.com/-/media/committees-groups/committees/oc/2022/20220222-special/20220222-item-04-wind-and-solar-curtailment-metrics.ashx
| 3.4% | 0.8146% | 2020 | 2017-2021 curtailment is from https://pjm.com/-/media/committees-groups/committees/oc/2022/20220222-special/20220222-item-04-wind-and-solar-curtailment-metrics.ashx
| 3.527% | 1.767% | 2021 | 2017-2021 curtailment is from https://pjm.com/-/media/committees-groups/committees/oc/2022/20220222-special/20220222-item-04-wind-and-solar-curtailment-metrics.ashx
| 4.002% | 0.08322% | 2022 | 2022 PJM curtailment is based on PJM's Monthly Lost Opportunity Cost (LOC) report, and likely underestimates curtailment
| 3.771% | 0.05045% | 2023 | 2023 PJM curtailment is based on PJM's Monthly Lost Opportunity Cost (LOC) report, and likely underestimates curtailment
2007-23 Total |  | 1.221% | 2007
|  | 8.506% | 2008
|  | 11.05% | 2009
|  | 6.019% | 2010
|  | 6.026% | 2011
|  | 2.97% | 2012
|  | 2.767% | 2013
|  | 2.31% | 2014
|  | 2.159% | 2015
|  | 2.125% | 2016
|  | 2.658% | 2017
|  | 2.314% | 2018
|  | 2.65% | 2019
|  | 3.486% | 2020
|  | 4.765% | 2021
|  | 5.321% | 2022
|  | 4.633% | 2023
SPP
CAISO
MISO
NYISO
PJM
ISO-NE
ERCOT

## Inter-Annual Variability
Inter-annual variability in the wind resource by region and nationally
Note: The "Southeast (non-ISO)" result is based on a limited sample of one to four plants, depending on the year.
Source: ERA, Berkeley Lab; methodology behind the index of inter-annual variability is explained in report appendix
Year | National | CAISO | ERCOT | SPP | MISO | PJM | NYISO | ISO-NE | Southeast (non-ISO) | West (non-ISO)
2000 | 96.4674 | 96.4317 | 105.7109 | 100.7019 | 96.4234 |  | 94.6441 |  | 92.5592 | 92.3131
2001 | 99.8478 | 80.3959 | 102.125 | 91.9197 | 108.5043 | 90.9803 | 91.0757 |  | 90.6309 | 88.3274
2002 | 98.0145 | 92.6532 | 95.5481 | 101.3732 | 99.7663 | 107.7218 | 103.3368 |  | 97.8361 | 100.1982
2003 | 92.025 | 90.7739 | 87.3503 | 93.6723 | 94.5066 | 105.9702 | 97.9602 |  | 90.4341 | 92.7163
2004 | 95.4106 | 94.5073 | 96.5164 | 93.3867 | 99.0765 | 100.2423 | 97.2991 |  | 103.3529 | 91.3998
2005 | 90.4615 | 92.9817 | 86.5942 | 92.1369 | 93.1085 | 91.4537 | 84.7633 |  | 99.0968 | 89.5258
2006 | 98.8636 | 92.5208 | 98.4318 | 98.26 | 95.692 | 102.0137 | 100.8605 |  | 99.1042 | 104.5391
2007 | 99.4343 | 106.1733 | 88.8969 | 92.7771 | 108.1603 | 104.6162 | 100.1285 | 103.5513 | 93.4615 | 105.0788
2008 | 108.7623 | 111.7582 | 107.9887 | 108.8233 | 102.9914 | 105.8037 | 100.0712 | 94.8808 | 120.5865 | 114.7211
2009 | 100.8482 | 103.1798 | 100.1918 | 101.0949 | 98.0947 | 101.054 | 95.84 | 100.4137 | 104.7534 | 104.9626
2010 | 100.7843 | 103.1226 | 101.7404 | 102.129 | 100.307 | 98.7827 | 96.1207 | 107.8845 | 82.3476 | 100.7394
2011 | 108.1262 | 104.8295 | 112.2935 | 106.9713 | 102.9986 | 101.2728 | 98.076 | 97.281 | 112.8109 | 115.2572
2012 | 102.6993 | 102.8439 | 103.1091 | 102.1503 | 99.3036 | 97.3204 | 94.3545 | 88.9312 | 98.441 | 110.4608
2013 | 101.3856 | 99.1456 | 100.7838 | 102.2663 | 101.7992 | 100.6869 | 103.7311 | 98.9662 | 96.044 | 101.8549
2014 | 107.058 | 95.2723 | 106.6698 | 108.5233 | 108.2244 | 107.1045 | 110.8657 | 101.4607 | 109.4445 | 109.0706
2015 | 95.0991 | 85.1108 | 91.5028 | 95.9932 | 101.1285 | 101.2588 | 102.3684 | 101.7461 | 95.2736 | 90.6441
2016 | 100.9541 | 101.9341 | 98.3015 | 101.8223 | 101.9243 | 99.2221 | 103.9891 | 100.1745 | 104.5271 | 102.4805
2017 | 101.37 | 103.4546 | 102.229 | 101.3163 | 99.8762 | 105.0683 | 110.2251 | 104.4283 | 113.6365 | 97.908
2018 | 98.6159 | 99.7474 | 103.0396 | 99.1833 | 91.9363 | 96.3022 | 102.223 | 104.0044 | 99.71 | 99.6763
2019 | 99.9163 | 107.3059 | 102.7082 | 100.7879 | 99.2963 | 101.8222 | 108.1175 | 108.8722 | 98.86 | 90.0698
2020 | 103.2232 | 100.2505 | 103.0479 | 101.2095 | 100.2002 | 98.514 | 107.5279 | 105.4424 | 98.6747 | 113.4211
2021 | 99.6764 | 114.8068 | 98.99 | 100.2176 | 95.6435 | 97.8709 | 93.6158 | 99.0286 | 98.0169 | 103.0778
2022 | 106.3708 | 108.9559 | 102.9876 | 107.6636 | 112.5838 | 108.8175 | 105.7721 | 109.1408 | 112.2533 | 99.4179
2023 | 94.65 | 103.3885 | 98.0535 | 93.5063 | 95.3625 | 92.5126 | 87.134 | 89.8102 | 101.6528 | 89.9456

## Performance with Project Age
Changes in project-level capacity factors as projects age
Source: EIA, FERC, Berkeley Lab
Full Sample | [6 empty] | Older: Pre-2008 | [7 empty] | Newer: Post-2007
|  |  | Indexed Capacity Factor (Year 2=100%) | [6 empty] | Indexed Capacity Factor (Year 2=100%) | [7 empty] | Indexed Capacity Factor (Year 2=100%)
|  |  | Capacity- |  | Median |  |  |  |  | Capacity- |  | Median | [5 empty] | Capacity- |  | Median
Sample | Sample | Years | Weighted | 25th | 50th | 75th | Sample | Sample | Years | Weighted | 25th | 50th | 75th |  | Sample | Sample | Years | Weighted | 25th | 50th | 75th
Projects | GW | Post-COD | Average | Percentile | Percentile | Percentile | Projects | GW | Post-COD | Average | Percentile | Percentile | Percentile |  | Projects | GW | Post-COD | Average | Percentile | Percentile | Percentile
1224 | 112.4011 | 1 | 98.92% | 92.94% | 98.89% | 103.8% | 182 | 7.5831 | 1 | 101.1% | 92.54% | 99.22% | 105.1% | 12.57% | 1042 | 104.818 | 1 | 98.76% | 93.1% | 98.71% | 103.5% | 10.45%
1272 | 115.5599 | 2 | 100% | 100% | 100% | 100% | 202 | 7.7581 | 2 | 100% | 100% | 100% | 100% | 0% | 1070 | 107.8018 | 2 | 100% | 100% | 100% | 100% | 0%
1182 | 101.1503 | 3 | 100.1% | 95.32% | 99.8% | 104.5% | 201 | 7.7581 | 3 | 100.8% | 92.09% | 97.26% | 103.1% | 11.01% | 981 | 93.3922 | 3 | 100.1% | 95.93% | 100.2% | 104.9% | 8.995%
1076 | 80.657 | 4 | 99.01% | 93.41% | 98.9% | 105.2% | 202 | 7.7581 | 4 | 100.4% | 90.54% | 96.74% | 102.4% | 11.83% | 874 | 72.8989 | 4 | 98.87% | 94.46% | 99.4% | 105.6% | 11.13%
1005 | 70.5602 | 5 | 98.52% | 92.47% | 98.5% | 104.2% | 202 | 7.7581 | 5 | 100.1% | 88.26% | 97.19% | 103.8% | 15.52% | 803 | 62.8021 | 5 | 98.32% | 92.95% | 98.79% | 104.3% | 11.35%
931 | 61.9858 | 6 | 98.16% | 90.65% | 97.31% | 104.7% | 202 | 7.7581 | 6 | 100.7% | 87.23% | 94.54% | 103.9% | 16.66% | 729 | 54.2277 | 6 | 97.8% | 91.46% | 98.13% | 104.7% | 13.26%
851 | 53.3413 | 7 | 97.39% | 89.8% | 96.5% | 103.8% | 201 | 7.7506 | 7 | 100.1% | 87.63% | 94.6% | 100.8% | 13.21% | 650 | 45.5907 | 7 | 96.93% | 90.72% | 97.44% | 104.4% | 13.7%
777 | 45.8816 | 8 | 97.55% | 89.76% | 96% | 102.8% | 198 | 7.744 | 8 | 101% | 87.42% | 94.44% | 102% | 14.54% | 579 | 38.1376 | 8 | 96.85% | 90.62% | 96.39% | 103.2% | 12.59%
708 | 38.9124 | 9 | 97.64% | 88.01% | 95.92% | 104% | 200 | 7.7521 | 9 | 99.73% | 88.01% | 95.02% | 102.5% | 14.51% | 508 | 31.1603 | 9 | 97.11% | 87.78% | 96.28% | 104.4% | 16.67%
652 | 35.1213 | 10 | 94.37% | 84.53% | 93.42% | 102.6% | 200 | 7.7547 | 10 | 98.96% | 82.89% | 93.12% | 101.1% | 18.17% | 452 | 27.3666 | 10 | 93.07% | 84.78% | 93.51% | 103.9% | 19.16%
598 | 34.5621 | 11 | 91% | 82.89% | 92.22% | 98.9% | 196 | 7.7476 | 11 | 96.8% | 85.45% | 91.8% | 98.48% | 13.03% | 402 | 26.8145 | 11 | 89.32% | 80.47% | 92.35% | 99.37% | 18.9%
460 | 24.3317 | 12 | 90.24% | 81.07% | 90.47% | 99% | 190 | 7.5926 | 12 | 96.33% | 84.11% | 90.14% | 98.12% | 14.02% | 270 | 16.7391 | 12 | 87.48% | 77.08% | 90.79% | 99.88% | 22.81%
382 | 20.5017 | 13 | 86.92% | 75.23% | 88.04% | 97.9% | 185 | 7.5951 | 13 | 91.09% | 79.55% | 89.22% | 96.66% | 17.11% | 197 | 12.9066 | 13 | 84.46% | 69.85% | 87.5% | 99.66% | 29.81%
316 | 17.294 | 14 | 84.93% | 68.82% | 85.65% | 96.28% | 182 | 7.5231 | 14 | 88.22% | 73.28% | 87.84% | 96.65% | 23.36% | 134 | 9.7709 | 14 | 82.39% | 62.86% | 81.37% | 95.71% | 32.85%
226 | 12.4857 | 15 | 81.26% | 71.31% | 83.17% | 94.41% | 172 | 7.7536 | 15 | 81.9% | 75.31% | 83.46% | 94.41% | 19.09% | 54 | 4.7321 | 15 | 80.2% | 53.73% | 78.39% | 91.53% | 37.8%
166 | 7.7581 | 16 | 86.33% | 67.55% | 83.32% | 95.57% | 166 | 7.7581 | 16 | 86.33% | 67.55% | 83.32% | 95.57% | 28.02% |  |  | 16
126 | 4.1469 | 17 | 80.19% | 64.82% | 77.48% | 89.79% | 126 | 4.1469 | 17 | 80.19% | 64.82% | 77.48% | 89.79% | 24.98% |  |  | 17
105 | 2.9099 | 18 | 75.6% | 52.73% | 67.89% | 82.83% | 105 | 2.9099 | 18 | 75.6% | 52.73% | 67.89% | 82.83% | 30.1% |  |  | 18
89 | 1.7146 | 19 | 67.16% | 55.23% | 68.83% | 82.08% | 89 | 1.7146 | 19 | 67.16% | 55.23% | 68.83% | 82.08% | 26.85% |  |  | 19
76 | 1.5538 | 20 | 69.46% | 52.27% | 73.49% | 83.91% | 76 | 1.5538 | 20 | 69.46% | 52.27% | 73.49% | 83.91% | 31.64% |  |  | 20
51 | 0.9729 | 21 | 69.81% | 59.45% | 70.74% | 79.04% | 51 | 0.9729 | 21 | 69.81% | 59.45% | 70.74% | 79.04% | 19.59% |  |  | 21
39 | 0.7961 | 22 | 66.44% | 53.76% | 65.63% | 73.64% | 39 | 0.7961 | 22 | 66.44% | 53.76% | 65.63% | 73.64% | 19.88% |  |  | 22
15 | 0.3874 | 23 | 55.14% | 53.9% | 71.65% | 89.09% | 15 | 0.3874 | 23 | 55.14% | 53.9% | 71.65% | 89.09% | 35.19% |  |  | 23
12 | 0.3759 | 24 | 54.89% | 41.66% | 71.3% | 75.94% | 12 | 0.3759 | 24 | 54.89% | 41.66% | 71.3% | 75.94% | 34.28% |  |  | 24

## Wind Turbine Prices
Reported wind turbine transaction prices over time
Sources: Berkeley Lab, annual financial reports, forecast providers
U.S. turbine orders |  | Vestas global average |  | SGRE global average |  | Nordex global average
Order Date | (2023 $/kW) | (2023 $/kW) |  | (2023 $/kW) |  | (2023 $/kW)
1997-02-01 | 2167.0229 | 2005-06-30 | 1605.1202
1997-12-01 | 1687.9808 | 2006-06-30 | 1610.5608
1998-01-01 | 1652.9417 | 2007-06-30 | 1902.4359
1998-05-01 | 1395.0718 | 2008-06-30 | 2175.3251
1998-05-01 | 1595.6703 | 2009-06-30 | 2004.2335
1998-08-01 | 1305.405 | 2010-06-30 | 1793.7952
1998-08-01 | 1305.405 | 2011-06-30 | 1837.5925
1998-11-01 | 1620.1859 | 2012-06-30 | 1715.2841
1998-11-01 | 1450.1283 | 2013-06-30 | 1666.3884
2000-07-01 | 800.6557 | 2014-06-30 | 1494.5048
2000-12-01 | 1113.2803 | 2015-06-30 | 1278.3312
2001-03-01 | 1292.4603 | 2016-06-30 | 1247.5168 | 2016-06-30 | 1228.0255 | 2016-06-30 | 1300.5016
2001-04-01 | 826.7173 | 2017-06-30 | 1100.4012 | 2017-06-30 | 1121.2291 | 2017-06-30 | 1117.0696
2002-02-01 | 1078.7352 | 2018-06-30 | 1053.3918 | 2018-06-30 | 1037.8897 | 2018-06-30 | 1080.6696
2002-04-01 | 818.4444 | 2019-06-30 | 1015.8593 | 2019-06-30 | 971.8822 | 2019-06-30 | 935.9725
2002-05-01 | 979.0512 | 2020-06-30 | 974.751 | 2020-06-30 | 901.6709 | 2020-06-30 | 927.6597
2002-06-01 | 1097.8124 | 2021-06-30 | 1066.8697 | 2021-06-30 | 858.0767 | 2021-06-30 | 938.4218
2002-08-01 | 980.0258 | 2022-06-30 | 1170.5207 | 2022-06-30 | 895.2722 | 2022-06-30 | 922.2271
2002-12-01 | 1111.2003 | 2023-06-30 | 1061.2959 | 2023-06-30 | 892.7809 | 2023-06-30 | 907.941
2003-05-01 | 1337.8079
2003-06-01 | 1291.5193
2003-07-01 | 1377.3519
2004-12-01 | 1324.0871
2004-08-01 | 1386.2814
2005-03-01 | 1516.2436
2005-05-01 | 1760.7305
2005-11-01 | 1731.0232
2006-01-01 | 1772.2487
2006-05-01 | 1753.4722
2006-06-01 | 1600.4241
2006-07-01 | 1652.7895
2006-07-01 | 1575.7517
2006-09-01 | 1529.9735
2006-09-01 | 2103.0644
2007-03-01 | 1734.7144
2007-03-01 | 1828.7652
2007-03-01 | 1547.6374
2007-04-01 | 1583.9138
2007-05-01 | 1377.1766
2007-06-01 | 1888.6384
2007-06-01 | 2099.0819
2007-06-01 | 1775.0361
2007-06-01 | 1573.3018
2007-07-01 | 2079.1485
2007-08-01 | 2673.1059
2007-09-01 | 1861.8388
2007-09-01 | 1884.4066
2007-10-01 | 1972.0665
2007-10-01 | 2054.5332
2007-11-01 | 2067.3655
2007-12-01 | 1832.0221
2008-01-01 | 2317.2687
2008-01-01 | 1757.6371
2008-02-01 | 1968.1012
2008-03-01 | 1869.1807
2008-04-01 | 2469.6442
2008-04-01 | 2798.7804
2008-06-01 | 2281.0304
2008-08-01 | 2130.1156
2008-10-01 | 2029.4087
2008-11-01 | 2059.8197
2008-11-01 | 1531.7705
2008-12-01 | 2334.5443
2009-02-01 | 1658.8716
2009-03-01 | 1925.4413
2009-04-09 | 1482.5721
2009-05-01 | 1799.7259
2009-06-01 | 1977.0263
2009-07-01 | 2179.954
2009-07-01 | 2266.0874
2009-08-01 | 1843.9284
2009-09-01 | 2260.4611
2009-10-01 | 2141.8039
2009-12-01 | 2202.4162
2010-01-01 | 2684.833
2010-01-01 | 2059.8456
2010-03-01 | 2059.0523
2010-06-01 | 1624.7139
2010-07-01 | 2048.722
2010-07-01 | 1911.7329
2010-07-01 | 2094.2492
2010-08-01 | 1829.319
2010-10-01 | 1680.7203
2010-10-01 | 1606.5709
2011-02-01 | 1652.5842
2011-02-01 | 2012.577
2011-03-01 | 1576.6424
2011-05-31 | 1508.4039
2011-05-01 | 2234.6724
2011-06-01 | 1605.5302
2011-08-01 | 2220.3646
2011-09-01 | 2219.2398
2011-09-01 | 1719.9108
2011-10-01 | 1782.4139
2011-10-01 | 1297.5973
2011-11-01 | 1786.828
2011-12-01 | 1366.0254
2012-01-01 | 1984.5655
2012-01-01 | 1326.4657
2012-02-01 | 1495.0406
2012-02-01 | 1272.2616
2012-10-01 | 1516.4717
2013-01-17 | 1518.4989
2013-01-01 | 1679.0147
2013-05-01 | 1610.4758
2013-05-01 | 1423.8603
2013-07-01 | 1471.389
2013-11-01 | 1707.6082
2013-12-01 | 1180.7427
2013-12-01 | 1613.8191
2013-12-01 | 1913.3323
2013-12-01 | 1324.3341
2014-01-01 | 1181.2747
2014-03-01 | 1107.8195
2014-04-01 | 1269.8493
2014-05-01 | 1560.3322
2014-06-01 | 1210.9996
2014-07-01 | 1413.413
2014-12-01 | 1469.3463
2015-01-01 | 1498.9639
2015-09-01 | 1616.2825
2016-07-01 | 1091.9994

## CapEx Over Time
Installed wind power project costs over time
Note: Note: Smallest bubble size reflects smallest wind project (< 1 MW), whereas largest bubble size reflects largest wind project (> 1,000 MW)
Sources: Berkeley Lab, EIA
Commercial Operation Date | Capacity-Weighted Average Cost (2023$/kW) | Annual Cost Sample
1982 |  | 1
1983 | 5325.8677 | 4
1984 |  | 1
1985 | 4078.0289 | 4
1986 |  | 1
1987 |  | 1
1988
1989 |  | 1
1990 | 3800.5793 | 4
1991 |  | 1
1992 |  | 1
1993 |  | 1
1994 |  | 2
1995 |  | 1
1996 |  | 1
1997 |  | 1
1998 | 1824.3551 | 8
1999 | 2142.8199 | 29
2000 | 2159.344 | 6
2001 | 1695.6727 | 27
2002 | 1982.3547 | 13
2003 | 1800.4091 | 26
2004 | 1659.3619 | 11
2005 | 1948.5045 | 28
2006 | 2263.1967 | 21
2007 | 2392.6938 | 28
2008 | 2711.1862 | 61
2009 | 2932.8763 | 115
2010 | 2925.3485 | 73
2011 | 2817.8303 | 99
2012 | 2549.1894 | 131
2013 | 2511.2896 | 19
2014 | 2197.1497 | 47
2015 | 2023.3657 | 62
2016 | 1992.5931 | 67
2017 | 1962.5731 | 59
2018 | 1728.3364 | 65
2019 | 1668.0686 | 51
2020 | 1711.1426 | 92
2021 | 1703.116 | 63
2022 | 1372.0662 | 15
2023 | 1693.6495 | 19

## Recent CapEx by Region
Installed wind power projects by region: 2022 and 2023 projects
Notes: Other regions lack adequate data for inclusion. Bubbles reflect projects that range from roughly 2 MW to 1,000 MW.
Sources: Berkeley Lab
Market | Capacity-Weighted Average Cost (2023$/kW) | Annual Cost Sample
SPP | 1322.3579 | 8
ERCOT | 1374.8184 | 5
PJM | 1649.178 | 3
West (non-ISO) | 1718.8106 | 4
MISO | 1795.7891 | 9

## CapEx by Project Capacity
Installed wind power project costs by project size: 2022 and 2023 projects
Notes: Other size bins lack adequate data for inclusion. Bubbles reflect projects that range from roughly 2 MW to 1,000 MW.
Sources: Berkeley Lab
Size Bin | Capacity-Weighted Average Cost (2023$/kW) | Annual Cost Sample
20-50 | 1877.9682 | 3
50-100 | 1895.6495 | 5
100-200 | 1737.0024 | 8
>200 | 1426.8837 | 16

## O&M Over Time
Average O&M costs for available data years from 2000 to 2023, by COD
Source: Berkeley Lab; some data points suppressed to protect confidentiality
| Average | Average
| $/kW-yr | $/kW-yr
Commercial | (projects | (projects
Operation | with 2023 | with no 2023
Date | O&M data) | O&M data)
2021 | 13.3513
2021 | 28.5966
2021 | 25.8306
2021 | 27.0221
2021 | 20.5345
2021 | 20.5345
2021 | 13.0692
2021 | 33.614
2020 | 22.2429
2020 | 31.6523
2020 | 17.9685
2020 | 39.3163
2020 | 25.9886
2020 | 19.3178
2020 | 22.4101
2020 | 25.447
2020 | 31.5341
2020 | 18.5061
2020 | 31.4537
2020 | 32.0769
2020 | 22.5479
2020 | 12.0175
2020 | 14.3768
2020 | 10.6273
2020 | 19.7082
2019 | 21.2033
2019 | 16.5075
2019 | 12.5366
2019 | 19.8758
2019 | 16.8712
2019 | 16.0925
2019 | 21.5156
2019 | 13.8065
2019 | 17.9482
2019 | 20.5629
2018 | 26.8956
2018 | 25.2788
2018 | 24.0465
2018 | 21.7671
2018 | 19.6471
2018 | 19.8092
2017 | 26.0725
2017 | 26.7467
2017 | 33.6037
2016 | 28.0906
2016 | 25.3247
2016 | 25.9076
2016 | 29.0269
2016 | 23.8786
2015 | 45.1019
2015 | 29.7563
2015 | 31.4445
2015 | 27.6077
2015 | 25.1421
2014 | 56.1269
2014 | 40.5415
2014 | 40.0634
2014 | 30.1236
2014 | 40.8653
2014 | 29.8872
2014 | 29.5938
2014 | 38.6404
2012 | 57.5476
2012 | 60.283
2012 | 48.4333
2012 | 41.7876
2012 | 38.592
2012 | 28.9329
2012 | 27.3928
2012 | 31.1125
2012 | 23.2079
2012 | 23.4917
2012 | 17.3687
2012 | 17.2469
2011 | 28.3143
2011 | 36.4328
2011 | 24.7143
2011 | 27.7522
2010 | 24.3639
2010 | 22.5239
2010 | 32.1012
2010 | 17.5568
2010 | 42.1294
2009 | 29.6161
2009 | 29.2768
2009 | 29.2226
2009 | 30.0232
2009 | 22.4491
2009 | 16.4331
2009 | 7.4521
2009 | 43.9159
2009 | 47.1903
2008 | 52.0093
2008 | 30.0069
2008 | 27.1544
2008 | 25.814
2008 | 35.0829
2008 | 32.0289
2008 | 23.0327
2008 | 25.1806
2008 | 22.3217
2008 | 23.0772
2008 | 24.7978
2008 | 18.6927
2008 | 18.7153
2008 | 23.6275
2007 | 23.7084
2007 | 20.9371
2007 | 25.8665
2007 | 21.2152
2006 | 45.7155
2006 | 28.1981
2006 | 30.7508
2006 | 25.6462
2005 | 43.4024
2005 | 30.9275
2004 | 28.2078
2003 | 67.2239
2001 | 47.8896
1999 | 60.8838
2012 |  | 69.3358
2007 |  | 34.4327
2007 |  | 102.7266
2006 |  | 134.3207
2004 |  | 59.7388
2003 |  | 54.4236
2002 |  | 8.3775
2002 |  | 7.6812
2002 |  | 39.2111
2002 |  | 43.6523
2002 |  | 38.5022
2002 |  | 19.5003
2002 |  | 33.3349
2002 |  | 24.2103
2002 |  | 39.872
2001 |  | 8.5325
2001 |  | 5.0286
2001 |  | 17.3282
2001 |  | 28.1938
2001 |  | 42.2907
2001 |  | 27.5015
2001 |  | 65.9663
2001 |  | 41.5679
2001 |  | 32.2137
2000 |  | 56.1597
2000 |  | 36.7845
2000 |  | 39.5397
2000 |  | 32.1345
2000 |  | 29.8575
2000 |  | 21.6383
1999 |  | 62.5198
1999 |  | 47.8383
1999 |  | 149.5561
1999 |  | 73.5651
1999 |  | 45.8777
1999 |  | 133.5819
1999 |  | 29.977
1999 |  | 22.0083
1999 |  | 105.0562
1999 |  | 42.8913
1999 |  | 29.9859
1999 |  | 49.3626
1999 |  | 38.3957
1999 |  | 79.3648
1999 |  | 78.469
1999 |  | 67.5095
1999 |  | 15.4999
1999 |  | 36.7255
1998 |  | 61.7354
1998 |  | 38.8229
1998 |  | 62.9098
1998 |  | 39.7329
1994 |  | 40.2575
1994 |  | 70.4246
1994 |  | 58.2412
1994 |  | 119.8634
1994 |  | 82.3244
1990 |  | 68.6642
1990 |  | 70.2976
1990 |  | 67.6166
1990 |  | 124.8399
1990 |  | 69.8714
1989 |  | 55.9528
1989 |  | 54.5724
1989 |  | 56.1947
1987 |  | 74.9623
1987 |  | 85.0624
1987 |  | 93.0986
1987 |  | 98.4576
1987 |  | 104.3903
1987 |  | 57.3471
1985 |  | 65.2653
1985 |  | 62.3357
1985 |  | 96.1806
1985 |  | 125.9212
1985 |  | 110.9382
1985 |  | 118.8366
1984 |  | 166.1683
1984 |  | 92.1279
1984 |  | 91.2582
1984 |  | 74.4178

## O&M by Project Age
Median annual O&M costs by project age and commercial operation date
Source: Berkeley Lab; medians shown only for groups of two or more projects, and only projects >5 MW are included.
2023 $/kW-year
Commercial Operation Date | Years Since Commercial Operation Date
| 1 | 2 | 3 | 4 | 5 | 6 | 7 | 8 | 9 | 10 | 11 | 12 | 13 | 14 | 15 | 16 | 17 | 18 | 19 | 20 | 21 | 22
1998-2005 | 33.3349 | 35.0006 | 36.3553 | 45.9011 | 50.9066 | 56.9479 | 49.3151 | 46.7058 | 52.8503 | 60.896 | 79.7425 | 76.0216 | 63.7815 | 44.4095 | 58.637 | 47.822 | 40.5699 | 39.0491 | 36.3776 | 64.3566 | 32.7242 | 30.8715
2006-2013 | 20.4063 | 25.0513 | 26.0833 | 26.6146 | 27.6879 | 29.759 | 28.9248 | 27.222 | 25.6957 | 25.1497 | 23.9127 | 23.8935 | 22.4594 | 24.0543 | 27.9513 | 24.6227 | 23.9694
2014-2022 | 24.7451 | 26.2015 | 24.6743 | 23.9157 | 27.8787 | 26.7552 | 30.1683 | 31.9988 | 33.6425
n/a = insufficient data
Sample Size
Commercial Operation Date | Years Since Commercial Operation Date
| 1 | 2 | 3 | 4 | 5 | 6 | 7 | 8 | 9 | 10 | 11 | 12 | 13 | 14 | 15 | 16 | 17 | 18 | 19 | 20 | 21 | 22
1998-2005 | 19 | 32 | 25 | 23 | 11 | 8 | 6 | 8 | 7 | 9 | 8 | 9 | 9 | 9 | 9 | 9 | 8 | 8 | 6 | 3 | 2 | 2
2006-2013 | 52 | 54 | 52 | 52 | 52 | 53 | 53 | 53 | 52 | 52 | 50 | 40 | 36 | 30 | 22 | 8 | 4 | 0 | 0 | 0 | 0 | 0
2014-2022 | 61 | 60 | 52 | 36 | 27 | 21 | 18 | 13 | 8 | 0 | 0 | 0 | 0 | 0 | 0 | 0 | 0 | 0 | 0 | 0 | 0 | 0

## Wind PPAs by Plant_Real
Levelized wind PPA prices by PPA execution date and region (full sample) | [10 empty] | Levelized wind PPA prices by PPA execution date and region (recent sample) |  |  |  |  | Levelized wind PPA prices by PPA execution date and consolidated region (full sample) | Levelized wind PPA prices by PPA execution date and consolidated region (recent sample) | Levelized wind PPA prices by PPA execution date and region (partial sample) |  |  | Levelized wind PPA prices by PPA execution date and consolidated region (partial sample)
[18 empty] | Comparison of average LBNL and LevelTen prices |  |  | Comparison of average LBNL and LevelTen prices
Note: Size of bubble reflects contract capacity. Smallest bubble sizes reflect smallest-volume PPAs (<5 MW), whereas largest reflect largest-volume PPAs (>500 MW)
Source: Berkeley Lab, FERC | [17 empty] | Note: Size of bubble reflects contract capacity. Smallest bubble sizes reflect smallest-volume PPAs (<5 MW), whereas largest reflect largest-volume PPAs (>500 MW) |  |  | Note: Size of bubble reflects contract capacity.
[18 empty] | Source: Berkeley Lab, FERC, LevelTen |  |  | Source: Berkeley Lab, FERC, LevelTen
PPA Execution Date | Capacity (MW) | Term (years) | CAISO | West (non-ISO) | MISO | SPP | ERCOT | PJM | NYISO | ISO-NE | Southeast (non-ISO) | West | Central | East | Note: West = CAISO, West (non-ISO); Central = MISO, SPP, ERCOT; East = PJM, NYISO, ISO-NE, Southeast (non-ISO)
1996-09-06 | 107.25 | 30 | #N/A | #N/A | 41.1879 | #N/A | #N/A | #N/A | #N/A | #N/A | #N/A | #N/A | 41.1879 | #N/A |  |  |  |  | LBNL | LevelTen
1996-11-27 | 25.08 | 30 | #N/A | 77.7513 | #N/A | #N/A | #N/A | #N/A | #N/A | #N/A | #N/A | 77.7513 | #N/A | #N/A |  |  |  |  | 2023 | 2023
1998-09-21 | 1.98 | 15 | #N/A | #N/A | 51.8849 | #N/A | #N/A | #N/A | #N/A | #N/A | #N/A | #N/A | 51.8849 | #N/A |  |  |  |  | $/MWh | $/MWh
1998-04-09 | 103.5 | 25 | #N/A | #N/A | 43.2121 | #N/A | #N/A | #N/A | #N/A | #N/A | #N/A | #N/A | 43.2121 | #N/A |  |  |  | 2009 | 82.4699 | #N/A
2002-10-02 | 16.5 | 15 | 71.632 | #N/A | #N/A | #N/A | #N/A | #N/A | #N/A | #N/A | #N/A | 71.632 | #N/A | #N/A |  |  |  | 2010 | 72.0672 | #N/A
1998-02-27 | 41.25 | 25 | #N/A | #N/A | 59.9316 | #N/A | #N/A | #N/A | #N/A | #N/A | #N/A | #N/A | 59.9316 | #N/A |  |  |  | 2011 | 52.4244 | #N/A
1997-03-11 | 108.75 | 20 | #N/A | #N/A | 61.5051 | #N/A | #N/A | #N/A | #N/A | #N/A | #N/A | #N/A | 61.5051 | #N/A |  |  |  | 2012 | 44.6242 | #N/A
1997-07-16 | 70.5 | 19 | #N/A | #N/A | 72.2763 | #N/A | #N/A | #N/A | #N/A | #N/A | #N/A | #N/A | 72.2763 | #N/A |  |  |  | 2013 | 31.5218 | #N/A
1997-05-14 | 9 | 33 | #N/A | #N/A | 61.9797 | #N/A | #N/A | #N/A | #N/A | #N/A | #N/A | #N/A | 61.9797 | #N/A |  |  |  | 2014 | 28.9826 | #N/A
1999-08-31 | 74.9 | 20 | #N/A | #N/A | #N/A | #N/A | 40.312 | #N/A | #N/A | #N/A | #N/A | #N/A | 40.312 | #N/A |  |  |  | 2015 | 33.5745 | #N/A
2000-05-10 | 16.8 | 20 | #N/A | 53.3181 | #N/A | #N/A | #N/A | #N/A | #N/A | #N/A | #N/A | 53.3181 | #N/A | #N/A |  |  |  | 2016 | 27.6014 | #N/A
1999-11-12 | 10.4 | 12 | #N/A | #N/A | #N/A | #N/A | #N/A | 223.8915 | #N/A | #N/A | #N/A | #N/A | #N/A | 223.8915 |  |  |  | 2017 | 21.2567 | #N/A
2001-04-17 | 25.5 | 25 | #N/A | #N/A | 116.4459 | #N/A | #N/A | #N/A | #N/A | #N/A | #N/A | #N/A | 116.4459 | #N/A |  |  |  | 2018 | 19.537 | 23.8205
2001-04-18 | 4.5 | 20 | #N/A | #N/A | 101.979 | #N/A | #N/A | #N/A | #N/A | #N/A | #N/A | #N/A | 101.979 | #N/A |  |  |  | 2019 | 26.8652 | 24.518
2000-09-21 | 29.7 | 15 | #N/A | 58.086 | #N/A | #N/A | #N/A | #N/A | #N/A | #N/A | #N/A | 58.086 | #N/A | #N/A |  |  |  | 2020 | 29.5391 | 20.7606
2001-03-13 | 112.2 | 15 | #N/A | #N/A | #N/A | 35.8882 | #N/A | #N/A | #N/A | #N/A | #N/A | #N/A | 35.8882 | #N/A |  |  |  | 2021 | 24.9746 | 23.6805
2002-03-30 | 15 | 20 | #N/A | #N/A | #N/A | #N/A | #N/A | 59.0537 | #N/A | #N/A | #N/A | #N/A | #N/A | 59.0537 |  |  |  | 2022 | 25.5209 | 31.7376
2001-12-20 | 9 | 20 | #N/A | #N/A | #N/A | #N/A | #N/A | 59.0571 | #N/A | #N/A | #N/A | #N/A | #N/A | 59.0571 |  |  |  | 2023 |  | 36.2703
2001-01-22 | 50 | 20 | #N/A | 49.3554 | #N/A | #N/A | #N/A | #N/A | #N/A | #N/A | #N/A | 49.3554 | #N/A | #N/A
2001-12-21 | 80 | 15 | #N/A | #N/A | #N/A | 35.628 | #N/A | #N/A | #N/A | #N/A | #N/A | #N/A | 35.628 | #N/A
2001-11-07 | 49.8 | 20 | #N/A | 89.7621 | #N/A | #N/A | #N/A | #N/A | #N/A | #N/A | #N/A | 89.7621 | #N/A | #N/A
2003-01-10 | 24 | 20 | #N/A | 49.4717 | #N/A | #N/A | #N/A | #N/A | #N/A | #N/A | #N/A | 49.4717 | #N/A | #N/A
2000-11-30 | 299.64 | 25 | #N/A | 37.9443 | #N/A | #N/A | #N/A | #N/A | #N/A | #N/A | #N/A | 37.9443 | #N/A | #N/A
2002-09-27 | 56.76 | 25 | #N/A | #N/A | 31.8642 | #N/A | #N/A | #N/A | #N/A | #N/A | #N/A | #N/A | 31.8642 | #N/A
2002-09-19 | 5.94 | 20 | #N/A | #N/A | 37.4602 | #N/A | #N/A | #N/A | #N/A | #N/A | #N/A | #N/A | 37.4602 | #N/A
2002-10-14 | 11.22 | 20 | #N/A | #N/A | 37.4628 | #N/A | #N/A | #N/A | #N/A | #N/A | #N/A | #N/A | 37.4628 | #N/A
2004-04-07 | 3.3 | 20 | #N/A | #N/A | 36.1746 | #N/A | #N/A | #N/A | #N/A | #N/A | #N/A | #N/A | 36.1746 | #N/A
2007-06-06 | 20.46 | 10 | #N/A | #N/A | 65.8452 | #N/A | #N/A | #N/A | #N/A | #N/A | #N/A | #N/A | 65.8452 | #N/A
2001-12-20 | 66 | 20 | #N/A | #N/A | #N/A | #N/A | #N/A | 57.9307 | #N/A | #N/A | #N/A | #N/A | #N/A | 57.9307
2002-10-07 | 162 | 25 | 48.3762 | #N/A | #N/A | #N/A | #N/A | #N/A | #N/A | #N/A | #N/A | 48.3762 | #N/A | #N/A
2002-10-21 | 204 | 25 | #N/A | 35.0029 | #N/A | #N/A | #N/A | #N/A | #N/A | #N/A | #N/A | 35.0029 | #N/A | #N/A
2003-06-06 | 51 | 15 | #N/A | #N/A | #N/A | 34.0583 | #N/A | #N/A | #N/A | #N/A | #N/A | #N/A | 34.0583 | #N/A
2003-03-27 | 51 | 25 | #N/A | #N/A | #N/A | 23.6004 | #N/A | #N/A | #N/A | #N/A | #N/A | #N/A | 23.6004 | #N/A
2002-11-25 | 43.5 | 15 | #N/A | #N/A | 34.1424 | #N/A | #N/A | #N/A | #N/A | #N/A | #N/A | #N/A | 34.1424 | #N/A
2002-09-13 | 40.5 | 25 | #N/A | #N/A | 27.1481 | #N/A | #N/A | #N/A | #N/A | #N/A | #N/A | #N/A | 27.1481 | #N/A
2002-09-13 | 21 | 25 | #N/A | #N/A | 38.6584 | #N/A | #N/A | #N/A | #N/A | #N/A | #N/A | #N/A | 38.6584 | #N/A
2002-09-13 | 40.5 | 25 | #N/A | 29.6658 | #N/A | #N/A | #N/A | #N/A | #N/A | #N/A | #N/A | 29.6658 | #N/A | #N/A
2002-10-31 | 22.44 | 15 | 67.8218 | #N/A | #N/A | #N/A | #N/A | #N/A | #N/A | #N/A | #N/A | 67.8218 | #N/A | #N/A
2002-04-23 | 85.5 | 20 | #N/A | #N/A | 34.7193 | #N/A | #N/A | #N/A | #N/A | #N/A | #N/A | #N/A | 34.7193 | #N/A
2003-01-21 | 74.25 | 20 | #N/A | #N/A | #N/A | 31.7153 | #N/A | #N/A | #N/A | #N/A | #N/A | #N/A | 31.7153 | #N/A
2003-04-21 | 30 | 20 | #N/A | #N/A | #N/A | #N/A | #N/A | 52.092 | #N/A | #N/A | #N/A | #N/A | #N/A | 52.092
2001-04-25 | 64.5 | 20 | #N/A | #N/A | #N/A | #N/A | #N/A | 61.2631 | #N/A | #N/A | #N/A | #N/A | #N/A | 61.2631
2001-12-31 | 51 | 15 | #N/A | #N/A | 41.0464 | #N/A | #N/A | #N/A | #N/A | #N/A | #N/A | #N/A | 41.0464 | #N/A
2003-05-28 | 144 | 25 | #N/A | 53.0566 | #N/A | #N/A | #N/A | #N/A | #N/A | #N/A | #N/A | 53.0566 | #N/A | #N/A
2004-10-06 | 20.46 | 11.5 | 60.7284 | #N/A | #N/A | #N/A | #N/A | #N/A | #N/A | #N/A | #N/A | 60.7284 | #N/A | #N/A
2002-12-20 | 27 | 20 | #N/A | #N/A | #N/A | #N/A | #N/A | #N/A | #N/A | #N/A | 93.5756 | #N/A | #N/A | 93.5756
2004-07-08 | 80 | 20 | #N/A | #N/A | #N/A | 36.9493 | #N/A | #N/A | #N/A | #N/A | #N/A | #N/A | 36.9493 | #N/A
2002-10-30 | 60 | 15 | 65.7532 | #N/A | #N/A | #N/A | #N/A | #N/A | #N/A | #N/A | #N/A | 65.7532 | #N/A | #N/A
2004-09-09 | 10.5 | 20 | #N/A | 72.1951 | #N/A | #N/A | #N/A | #N/A | #N/A | #N/A | #N/A | 72.1951 | #N/A | #N/A
2005-04-08 | 147 | 20 | #N/A | #N/A | #N/A | 32.5296 | #N/A | #N/A | #N/A | #N/A | #N/A | #N/A | 32.5296 | #N/A
2004-12-08 | 75 | 30 | #N/A | 54.4022 | #N/A | #N/A | #N/A | #N/A | #N/A | #N/A | #N/A | 54.4022 | #N/A | #N/A
2004-05-31 | 50 | 20 | 64.5758 | #N/A | #N/A | #N/A | #N/A | #N/A | #N/A | #N/A | #N/A | 64.5758 | #N/A | #N/A
2004-05-30 | 100.5 | 15 | #N/A | #N/A | 32.9572 | #N/A | #N/A | #N/A | #N/A | #N/A | #N/A | #N/A | 32.9572 | #N/A
2005-02-28 | 120 | 20 | #N/A | #N/A | #N/A | 37.5715 | #N/A | #N/A | #N/A | #N/A | #N/A | #N/A | 37.5715 | #N/A
2005-06-16 | 49.5 | 25 | #N/A | #N/A | 34.2533 | #N/A | #N/A | #N/A | #N/A | #N/A | #N/A | #N/A | 34.2533 | #N/A
2005-04-01 | 64.5 | 20 | #N/A | 71.8828 | #N/A | #N/A | #N/A | #N/A | #N/A | #N/A | #N/A | 71.8828 | #N/A | #N/A
2005-01-26 | 151.2 | 10 | #N/A | #N/A | #N/A | 37.2867 | #N/A | #N/A | #N/A | #N/A | #N/A | #N/A | 37.2867 | #N/A
2005-02-28 | 60 | 20 | #N/A | 47.2113 | #N/A | #N/A | #N/A | #N/A | #N/A | #N/A | #N/A | 47.2113 | #N/A | #N/A
2003-11-13 | 10 | 20 | #N/A | #N/A | 41.2083 | #N/A | #N/A | #N/A | #N/A | #N/A | #N/A | #N/A | 41.2083 | #N/A
2006-05-24 | 50 | 15 | 78.7884 | #N/A | #N/A | #N/A | #N/A | #N/A | #N/A | #N/A | #N/A | 78.7884 | #N/A | #N/A
2005-10-11 | 25 | 15 | 82.0716 | #N/A | #N/A | #N/A | #N/A | #N/A | #N/A | #N/A | #N/A | 82.0716 | #N/A | #N/A
2005-06-15 | 75 | 15 | 74.3012 | #N/A | #N/A | #N/A | #N/A | #N/A | #N/A | #N/A | #N/A | 74.3012 | #N/A | #N/A
2004-01-06 | 9 | 20 | #N/A | 72.3952 | #N/A | #N/A | #N/A | #N/A | #N/A | #N/A | #N/A | 72.3952 | #N/A | #N/A
2005-04-01 | 38 | 10 | 76.4609 | #N/A | #N/A | #N/A | #N/A | #N/A | #N/A | #N/A | #N/A | 76.4609 | #N/A | #N/A
2006-02-01 | 199.5 | 20 | #N/A | 78.0392 | #N/A | #N/A | #N/A | #N/A | #N/A | #N/A | #N/A | 78.0392 | #N/A | #N/A
2005-11-18 | 98.9 | 20 | #N/A | #N/A | 50.7142 | #N/A | #N/A | #N/A | #N/A | #N/A | #N/A | #N/A | 50.7142 | #N/A
2005-05-27 | 50.6 | 25 | #N/A | #N/A | 35.0374 | #N/A | #N/A | #N/A | #N/A | #N/A | #N/A | #N/A | 35.0374 | #N/A
2006-12-28 | 48 | 25 | #N/A | #N/A | 47.732 | #N/A | #N/A | #N/A | #N/A | #N/A | #N/A | #N/A | 47.732 | #N/A
2006-09-12 | 26 | 20 | #N/A | #N/A | #N/A | #N/A | #N/A | 78.9891 | #N/A | #N/A | #N/A | #N/A | #N/A | 78.9891
2005-11-08 | 161 | 20 | #N/A | #N/A | #N/A | 45.0579 | #N/A | #N/A | #N/A | #N/A | #N/A | #N/A | 45.0579 | #N/A
2007-08-29 | 99 | 10 | #N/A | #N/A | #N/A | #N/A | #N/A | 78.1054 | #N/A | #N/A | #N/A | #N/A | #N/A | 78.1054
2006-03-21 | 80 | 23 | #N/A | #N/A | #N/A | #N/A | #N/A | 78.3209 | #N/A | #N/A | #N/A | #N/A | #N/A | 78.3209
2005-12-30 | 56.7 | 20 | #N/A | #N/A | #N/A | #N/A | #N/A | #N/A | #N/A | #N/A | 52.2463 | #N/A | #N/A | 52.2463
2006-07-31 | 199.5 | 25 | #N/A | 56.6185 | #N/A | #N/A | #N/A | #N/A | #N/A | #N/A | #N/A | 56.6185 | #N/A | #N/A
2006-01-16 | 201 | 20 | #N/A | 57.0416 | #N/A | #N/A | #N/A | #N/A | #N/A | #N/A | #N/A | 57.0416 | #N/A | #N/A
2006-06-30 | 300.5 | 20 | #N/A | 58.9955 | #N/A | #N/A | #N/A | #N/A | #N/A | #N/A | #N/A | 58.9955 | #N/A | #N/A
2007-10-05 | 50 | 20 | #N/A | 80.0121 | #N/A | #N/A | #N/A | #N/A | #N/A | #N/A | #N/A | 80.0121 | #N/A | #N/A
2007-06-26 | 99 | 15 | #N/A | 74.7407 | #N/A | #N/A | #N/A | #N/A | #N/A | #N/A | #N/A | 74.7407 | #N/A | #N/A
2008-08-11 | 76.5 | 10 | #N/A | 96.3998 | #N/A | #N/A | #N/A | #N/A | #N/A | #N/A | #N/A | 96.3998 | #N/A | #N/A
2010-06-03 | 100 | 30 | #N/A | #N/A | #N/A | 54.736 | #N/A | #N/A | #N/A | #N/A | #N/A | #N/A | 54.736 | #N/A
2007-02-16 | 52.8 | 20 | #N/A | #N/A | 76.5368 | #N/A | #N/A | #N/A | #N/A | #N/A | #N/A | #N/A | 76.5368 | #N/A
2005-10-12 | 205.5 | 25 | #N/A | #N/A | 54.3317 | #N/A | #N/A | #N/A | #N/A | #N/A | #N/A | #N/A | 54.3317 | #N/A
2005-12-29 | 150 | 15 | #N/A | #N/A | 49.3718 | #N/A | #N/A | #N/A | #N/A | #N/A | #N/A | #N/A | 49.3718 | #N/A
2006-10-27 | 100.65 | 20 | #N/A | #N/A | 54.4332 | #N/A | #N/A | #N/A | #N/A | #N/A | #N/A | #N/A | 54.4332 | #N/A
2006-12-15 | 100.65 | 20 | #N/A | 74.5668 | #N/A | #N/A | #N/A | #N/A | #N/A | #N/A | #N/A | 74.5668 | #N/A | #N/A
2007-09-17 | 75 | 20 | #N/A | #N/A | #N/A | #N/A | #N/A | 71.5417 | #N/A | #N/A | #N/A | #N/A | #N/A | 71.5417
2007-12-31 | 99 | 25 | #N/A | #N/A | 45.6606 | #N/A | #N/A | #N/A | #N/A | #N/A | #N/A | #N/A | 45.6606 | #N/A
2008-09-24 | 40.5 | 25 | #N/A | #N/A | 50.8448 | #N/A | #N/A | #N/A | #N/A | #N/A | #N/A | #N/A | 50.8448 | #N/A
2007-12-31 | 19.5 | 25 | #N/A | #N/A | 45.6602 | #N/A | #N/A | #N/A | #N/A | #N/A | #N/A | #N/A | 45.6602 | #N/A
2006-08-24 | 94.5 | 25 | #N/A | #N/A | #N/A | 33.9846 | #N/A | #N/A | #N/A | #N/A | #N/A | #N/A | 33.9846 | #N/A
2006-03-15 | 50.4 | 20 | #N/A | #N/A | #N/A | #N/A | #N/A | #N/A | #N/A | #N/A | 53.684 | #N/A | #N/A | 53.684
2006-08-31 | 50 | 20 | #N/A | #N/A | 57.7596 | #N/A | #N/A | #N/A | #N/A | #N/A | #N/A | #N/A | 57.7596 | #N/A
2007-04-23 | 30 | 20 | #N/A | #N/A | 72.0254 | #N/A | #N/A | #N/A | #N/A | #N/A | #N/A | #N/A | 72.0254 | #N/A
2007-02-23 | 50.4 | 20 | #N/A | #N/A | #N/A | 50.8757 | #N/A | #N/A | #N/A | #N/A | #N/A | #N/A | 50.8757 | #N/A
2007-02-28 | 25.2 | 20 | #N/A | #N/A | #N/A | 52.5556 | #N/A | #N/A | #N/A | #N/A | #N/A | #N/A | 52.5556 | #N/A
2006-02-21 | 25.2 | 20 | #N/A | #N/A | #N/A | 51.8357 | #N/A | #N/A | #N/A | #N/A | #N/A | #N/A | 51.8357 | #N/A
2006-08-16 | 45 | 20 | 83.4268 | #N/A | #N/A | #N/A | #N/A | #N/A | #N/A | #N/A | #N/A | 83.4268 | #N/A | #N/A
2006-09-27 | 50.4 | 20 | #N/A | #N/A | #N/A | #N/A | #N/A | #N/A | #N/A | #N/A | 54.443 | #N/A | #N/A | 54.443
2006-09-01 | 100.5 | 20 | #N/A | #N/A | 67.5446 | #N/A | #N/A | #N/A | #N/A | #N/A | #N/A | #N/A | 67.5446 | #N/A
2007-07-02 | 30 | 20 | #N/A | #N/A | 72.0545 | #N/A | #N/A | #N/A | #N/A | #N/A | #N/A | #N/A | 72.0545 | #N/A
2006-12-11 | 29.4 | 10 | #N/A | #N/A | #N/A | #N/A | #N/A | 84.0148 | #N/A | #N/A | #N/A | #N/A | #N/A | 84.0148
2004-07-02 | 16.5 | 20 | #N/A | #N/A | 80.6186 | #N/A | #N/A | #N/A | #N/A | #N/A | #N/A | #N/A | 80.6186 | #N/A
2004-11-19 | 27.5 | 20 | #N/A | #N/A | 80.6186 | #N/A | #N/A | #N/A | #N/A | #N/A | #N/A | #N/A | 80.6186 | #N/A
2004-07-02 | 27.5 | 20 | #N/A | #N/A | 80.6186 | #N/A | #N/A | #N/A | #N/A | #N/A | #N/A | #N/A | 80.6186 | #N/A
2007-02-20 | 57.5 | 20 | #N/A | #N/A | 89.7606 | #N/A | #N/A | #N/A | #N/A | #N/A | #N/A | #N/A | 89.7606 | #N/A
2009-08-01 | 100 | 25 | #N/A | #N/A | 72.6461 | #N/A | #N/A | #N/A | #N/A | #N/A | #N/A | #N/A | 72.6461 | #N/A
2006-07-31 | 50 | 20 | #N/A | #N/A | 42.9251 | #N/A | #N/A | #N/A | #N/A | #N/A | #N/A | #N/A | 42.9251 | #N/A
2006-07-14 | 60.9 | 20 | #N/A | 66.591 | #N/A | #N/A | #N/A | #N/A | #N/A | #N/A | #N/A | 66.591 | #N/A | #N/A
2006-10-26 | 79.8 | 25 | #N/A | 73.7196 | #N/A | #N/A | #N/A | #N/A | #N/A | #N/A | #N/A | 73.7196 | #N/A | #N/A
2006-11-22 | 29.4 | 20 | #N/A | 56.2627 | #N/A | #N/A | #N/A | #N/A | #N/A | #N/A | #N/A | 56.2627 | #N/A | #N/A
2008-12-02 | 100 | 10 | #N/A | #N/A | 67.3923 | #N/A | #N/A | #N/A | #N/A | #N/A | #N/A | #N/A | 67.3923 | #N/A
2008-10-07 | 50 | 10 | #N/A | #N/A | 79.7109 | #N/A | #N/A | #N/A | #N/A | #N/A | #N/A | #N/A | 79.7109 | #N/A
2008-10-08 | 50 | 10 | #N/A | #N/A | 81.3191 | #N/A | #N/A | #N/A | #N/A | #N/A | #N/A | #N/A | 81.3191 | #N/A
2008-11-21 | 150 | 10.5 | #N/A | #N/A | 70.0473 | #N/A | #N/A | #N/A | #N/A | #N/A | #N/A | #N/A | 70.0473 | #N/A
2008-06-12 | 4.5 | 15 | #N/A | #N/A | #N/A | #N/A | #N/A | #N/A | #N/A | 157.9081 | #N/A | #N/A | #N/A | 157.9081
2007-12-03 | 99 | 18 | #N/A | #N/A | 60.008 | #N/A | #N/A | #N/A | #N/A | #N/A | #N/A | #N/A | 60.008 | #N/A
2008-06-12 | 99 | 25 | #N/A | #N/A | 51.3653 | #N/A | #N/A | #N/A | #N/A | #N/A | #N/A | #N/A | 51.3653 | #N/A
2009-04-01 | 49.5 | 25 | #N/A | #N/A | 57.0038 | #N/A | #N/A | #N/A | #N/A | #N/A | #N/A | #N/A | 57.0038 | #N/A
2007-06-19 | 105 | 20 | #N/A | #N/A | #N/A | 46.2599 | #N/A | #N/A | #N/A | #N/A | #N/A | #N/A | 46.2599 | #N/A
2007-09-25 | 96 | 20 | #N/A | #N/A | #N/A | 53.9699 | #N/A | #N/A | #N/A | #N/A | #N/A | #N/A | 53.9699 | #N/A
2007-11-01 | 24 | 20 | #N/A | #N/A | #N/A | 51.9132 | #N/A | #N/A | #N/A | #N/A | #N/A | #N/A | 51.9132 | #N/A
2007-11-01 | 24 | 20 | #N/A | #N/A | #N/A | 51.9132 | #N/A | #N/A | #N/A | #N/A | #N/A | #N/A | 51.9132 | #N/A
2008-08-14 | 15 | 20 | #N/A | #N/A | #N/A | 53.374 | #N/A | #N/A | #N/A | #N/A | #N/A | #N/A | 53.374 | #N/A
2008-08-15 | 50 | 20 | #N/A | #N/A | #N/A | 52.7216 | #N/A | #N/A | #N/A | #N/A | #N/A | #N/A | 52.7216 | #N/A
2008-04-03 | 100.5 | 20 | #N/A | #N/A | 80.1826 | #N/A | #N/A | #N/A | #N/A | #N/A | #N/A | #N/A | 80.1826 | #N/A
2008-05-28 | 102.9 | 15 | #N/A | 95.3188 | #N/A | #N/A | #N/A | #N/A | #N/A | #N/A | #N/A | 95.3188 | #N/A | #N/A
2008-12-22 | 79.5 | 20 | #N/A | #N/A | #N/A | 68.0705 | #N/A | #N/A | #N/A | #N/A | #N/A | #N/A | 68.0705 | #N/A
2008-04-30 | 54 | 20 | #N/A | #N/A | 68.2474 | #N/A | #N/A | #N/A | #N/A | #N/A | #N/A | #N/A | 68.2474 | #N/A
2008-01-16 | 200.8667 | 20 | #N/A | #N/A | #N/A | #N/A | #N/A | 85.4059 | #N/A | #N/A | #N/A | #N/A | #N/A | 85.4059
2007-08-03 | 100.4333 | 20 | #N/A | #N/A | #N/A | #N/A | #N/A | 77.8186 | #N/A | #N/A | #N/A | #N/A | #N/A | 77.8186
2009-02-19 | 49.5 | 20 | #N/A | #N/A | #N/A | #N/A | #N/A | 104.7699 | #N/A | #N/A | #N/A | #N/A | #N/A | 104.7699
2009-02-05 | 150 | 20 | #N/A | #N/A | #N/A | #N/A | #N/A | 103.954 | #N/A | #N/A | #N/A | #N/A | #N/A | 103.954
2008-10-17 | 99 | 20 | #N/A | #N/A | #N/A | #N/A | #N/A | 77.911 | #N/A | #N/A | #N/A | #N/A | #N/A | 77.911
2008-02-27 | 81 | 20 | #N/A | #N/A | #N/A | 65.7632 | #N/A | #N/A | #N/A | #N/A | #N/A | #N/A | 65.7632 | #N/A
2007-02-22 | 51 | 20 | #N/A | #N/A | #N/A | 57.3348 | #N/A | #N/A | #N/A | #N/A | #N/A | #N/A | 57.3348 | #N/A
2007-08-17 | 150 | 20 | 102.2161 | #N/A | #N/A | #N/A | #N/A | #N/A | #N/A | #N/A | #N/A | 102.2161 | #N/A | #N/A
2009-06-30 | 70 | 23.5 | #N/A | #N/A | #N/A | #N/A | #N/A | 83.0602 | #N/A | #N/A | #N/A | #N/A | #N/A | 83.0602
2009-07-30 | 69 | 25 | #N/A | #N/A | 61.7432 | #N/A | #N/A | #N/A | #N/A | #N/A | #N/A | #N/A | 61.7432 | #N/A
2010-04-23 | 51 | 30 | #N/A | #N/A | 55.7671 | #N/A | #N/A | #N/A | #N/A | #N/A | #N/A | #N/A | 55.7671 | #N/A
2009-02-02 | 99 | 20 | #N/A | #N/A | #N/A | 59.0901 | #N/A | #N/A | #N/A | #N/A | #N/A | #N/A | 59.0901 | #N/A
2009-01-30 | 98.9 | 20 | #N/A | #N/A | #N/A | 69.4099 | #N/A | #N/A | #N/A | #N/A | #N/A | #N/A | 69.4099 | #N/A
2008-07-23 | 63 | 20 | #N/A | 107.5784 | #N/A | #N/A | #N/A | #N/A | #N/A | #N/A | #N/A | 107.5784 | #N/A | #N/A
2007-09-25 | 50 | 20 | #N/A | #N/A | #N/A | 47.5975 | #N/A | #N/A | #N/A | #N/A | #N/A | #N/A | 47.5975 | #N/A
2009-09-08 | 36 | 20 | #N/A | #N/A | 63.0344 | #N/A | #N/A | #N/A | #N/A | #N/A | #N/A | #N/A | 63.0344 | #N/A
2010-06-30 | 114 | 20 | #N/A | #N/A | 62.5087 | #N/A | #N/A | #N/A | #N/A | #N/A | #N/A | #N/A | 62.5087 | #N/A
2009-12-28 | 70 | 20 | #N/A | #N/A | #N/A | #N/A | #N/A | 82.4911 | #N/A | #N/A | #N/A | #N/A | #N/A | 82.4911
2008-03-25 | 106 | 20 | #N/A | #N/A | 91.2665 | #N/A | #N/A | #N/A | #N/A | #N/A | #N/A | #N/A | 91.2665 | #N/A
2008-09-22 | 49.5 | 10 | #N/A | #N/A | 73.7586 | #N/A | #N/A | #N/A | #N/A | #N/A | #N/A | #N/A | 73.7586 | #N/A
2008-12-22 | 151.8 | 25 | #N/A | 66.9233 | #N/A | #N/A | #N/A | #N/A | #N/A | #N/A | #N/A | 66.9233 | #N/A | #N/A
2009-04-30 | 22.5 | 20 | #N/A | 71.9556 | #N/A | #N/A | #N/A | #N/A | #N/A | #N/A | #N/A | 71.9556 | #N/A | #N/A
2006-12-20 | 21 | 20 | #N/A | 77.9371 | #N/A | #N/A | #N/A | #N/A | #N/A | #N/A | #N/A | 77.9371 | #N/A | #N/A
2006-12-20 | 21 | 20 | #N/A | 77.9374 | #N/A | #N/A | #N/A | #N/A | #N/A | #N/A | #N/A | 77.9374 | #N/A | #N/A
2008-12-12 | 49.5 | 25 | #N/A | #N/A | 61.0166 | #N/A | #N/A | #N/A | #N/A | #N/A | #N/A | #N/A | 61.0166 | #N/A
2009-03-24 | 63 | 20 | #N/A | 99.6788 | #N/A | #N/A | #N/A | #N/A | #N/A | #N/A | #N/A | 99.6788 | #N/A | #N/A
2008-09-05 | 99 | 20 | #N/A | 75.0471 | #N/A | #N/A | #N/A | #N/A | #N/A | #N/A | #N/A | 75.0471 | #N/A | #N/A
2006-04-20 | 10.5 | 20 | #N/A | 77.9128 | #N/A | #N/A | #N/A | #N/A | #N/A | #N/A | #N/A | 77.9128 | #N/A | #N/A
2009-08-05 | 18.9 | 20 | #N/A | 82.9571 | #N/A | #N/A | #N/A | #N/A | #N/A | #N/A | #N/A | 82.9571 | #N/A | #N/A
2008-02-28 | 100 | 30 | #N/A | 67.6786 | #N/A | #N/A | #N/A | #N/A | #N/A | #N/A | #N/A | 67.6786 | #N/A | #N/A
2008-12-09 | 25 | 20 | #N/A | #N/A | #N/A | 74.7601 | #N/A | #N/A | #N/A | #N/A | #N/A | #N/A | 74.7601 | #N/A
2008-06-15 | 50.25 | 15 | #N/A | #N/A | #N/A | #N/A | #N/A | 111.8509 | #N/A | #N/A | #N/A | #N/A | #N/A | 111.8509
2008-06-30 | 50.25 | 15 | #N/A | #N/A | #N/A | #N/A | #N/A | 111.8509 | #N/A | #N/A | #N/A | #N/A | #N/A | 111.8509
2009-10-05 | 99 | 30 | #N/A | #N/A | #N/A | 55.3672 | #N/A | #N/A | #N/A | #N/A | #N/A | #N/A | 55.3672 | #N/A
2009-08-05 | 16.8 | 20 | #N/A | 82.8789 | #N/A | #N/A | #N/A | #N/A | #N/A | #N/A | #N/A | 82.8789 | #N/A | #N/A
2008-12-16 | 150.1 | 20 | #N/A | #N/A | #N/A | #N/A | #N/A | #N/A | #N/A | #N/A | 81.6728 | #N/A | #N/A | 81.6728
2009-08-26 | 200.2 | 20 | #N/A | 76.0114 | #N/A | #N/A | #N/A | #N/A | #N/A | #N/A | #N/A | 76.0114 | #N/A | #N/A
2008-11-20 | 101.2 | 15 | 124.264 | #N/A | #N/A | #N/A | #N/A | #N/A | #N/A | #N/A | #N/A | 124.264 | #N/A | #N/A
2010-06-03 | 36.8 | 25 | 109.5731 | #N/A | #N/A | #N/A | #N/A | #N/A | #N/A | #N/A | #N/A | 109.5731 | #N/A | #N/A
2009-04-29 | 70 | 20 | #N/A | #N/A | #N/A | #N/A | #N/A | 77.5482 | #N/A | #N/A | #N/A | #N/A | #N/A | 77.5482
2010-04-16 | 102.4 | 30 | #N/A | #N/A | 47.3393 | #N/A | #N/A | #N/A | #N/A | #N/A | #N/A | #N/A | 47.3393 | #N/A
2009-07-09 | 21 | 20 | #N/A | 96.5275 | #N/A | #N/A | #N/A | #N/A | #N/A | #N/A | #N/A | 96.5275 | #N/A | #N/A
2009-07-09 | 21 | 20 | #N/A | 96.5275 | #N/A | #N/A | #N/A | #N/A | #N/A | #N/A | #N/A | 96.5275 | #N/A | #N/A
2009-07-09 | 22.5 | 20 | #N/A | 96.5275 | #N/A | #N/A | #N/A | #N/A | #N/A | #N/A | #N/A | 96.5275 | #N/A | #N/A
2009-09-25 | 151.8 | 20 | #N/A | #N/A | #N/A | 53.528 | #N/A | #N/A | #N/A | #N/A | #N/A | #N/A | 53.528 | #N/A
2010-07-15 | 99.2 | 20 | #N/A | #N/A | 50.2928 | #N/A | #N/A | #N/A | #N/A | #N/A | #N/A | #N/A | 50.2928 | #N/A
2010-03-05 | 65.1 | 20 | #N/A | 123.3362 | #N/A | #N/A | #N/A | #N/A | #N/A | #N/A | #N/A | 123.3362 | #N/A | #N/A
2010-02-05 | 81 | 20 | #N/A | #N/A | #N/A | 59.9612 | #N/A | #N/A | #N/A | #N/A | #N/A | #N/A | 59.9612 | #N/A
2009-09-25 | 129.6 | 25 | #N/A | #N/A | #N/A | 54.5444 | #N/A | #N/A | #N/A | #N/A | #N/A | #N/A | 54.5444 | #N/A
2009-06-22 | 205.5 | 21 | #N/A | #N/A | 81.2024 | #N/A | #N/A | #N/A | #N/A | #N/A | #N/A | #N/A | 81.2024 | #N/A
2008-05-30 | 40 | 20 | #N/A | #N/A | #N/A | #N/A | #N/A | 98.0785 | #N/A | #N/A | #N/A | #N/A | #N/A | 98.0785
2008-05-30 | 10 | 20 | #N/A | #N/A | #N/A | #N/A | #N/A | 107.7652 | #N/A | #N/A | #N/A | #N/A | #N/A | 107.7652
2010-06-04 | 30 | 20 | #N/A | #N/A | 74.3657 | #N/A | #N/A | #N/A | #N/A | #N/A | #N/A | #N/A | 74.3657 | #N/A
2009-11-30 | 150 | 25 | 128.2579 | #N/A | #N/A | #N/A | #N/A | #N/A | #N/A | #N/A | #N/A | 128.2579 | #N/A | #N/A
2009-11-30 | 150 | 25 | 128.2414 | #N/A | #N/A | #N/A | #N/A | #N/A | #N/A | #N/A | #N/A | 128.2414 | #N/A | #N/A
2009-11-30 | 150 | 25 | 128.2331 | #N/A | #N/A | #N/A | #N/A | #N/A | #N/A | #N/A | #N/A | 128.2331 | #N/A | #N/A
2009-11-30 | 102 | 25 | 128.2349 | #N/A | #N/A | #N/A | #N/A | #N/A | #N/A | #N/A | #N/A | 128.2349 | #N/A | #N/A
2009-11-30 | 168 | 25 | 128.2406 | #N/A | #N/A | #N/A | #N/A | #N/A | #N/A | #N/A | #N/A | 128.2406 | #N/A | #N/A
2010-06-09 | 150 | 25 | 130.65 | #N/A | #N/A | #N/A | #N/A | #N/A | #N/A | #N/A | #N/A | 130.65 | #N/A | #N/A
2010-06-09 | 168 | 25 | 132.9826 | #N/A | #N/A | #N/A | #N/A | #N/A | #N/A | #N/A | #N/A | 132.9826 | #N/A | #N/A
2010-06-09 | 150 | 25 | 130.65 | #N/A | #N/A | #N/A | #N/A | #N/A | #N/A | #N/A | #N/A | 130.65 | #N/A | #N/A
2010-06-09 | 132 | 25 | 132.9826 | #N/A | #N/A | #N/A | #N/A | #N/A | #N/A | #N/A | #N/A | 132.9826 | #N/A | #N/A
2010-09-01 | 79.2 | 25 | #N/A | 77.3374 | #N/A | #N/A | #N/A | #N/A | #N/A | #N/A | #N/A | 77.3374 | #N/A | #N/A
2011-09-12 | 92.34 | 25 | #N/A | #N/A | #N/A | #N/A | 39.98 | #N/A | #N/A | #N/A | #N/A | #N/A | 39.98 | #N/A
2011-09-12 | 201.6 | 25 | #N/A | #N/A | #N/A | #N/A | 44.9449 | #N/A | #N/A | #N/A | #N/A | #N/A | 44.9449 | #N/A
2011-08-03 | 120 | 20 | #N/A | #N/A | 65.1056 | #N/A | #N/A | #N/A | #N/A | #N/A | #N/A | #N/A | 65.1056 | #N/A
2011-06-27 | 200 | 25 | #N/A | 36.852 | #N/A | #N/A | #N/A | #N/A | #N/A | #N/A | #N/A | 36.852 | #N/A | #N/A
2011-08-15 | 200 | 25 | #N/A | 37.1852 | #N/A | #N/A | #N/A | #N/A | #N/A | #N/A | #N/A | 37.1852 | #N/A | #N/A
2011-11-08 | 59.8 | 20 | #N/A | #N/A | #N/A | 33.3463 | #N/A | #N/A | #N/A | #N/A | #N/A | #N/A | 33.3463 | #N/A
2010-12-17 | 78.2 | 25 | 115.4003 | #N/A | #N/A | #N/A | #N/A | #N/A | #N/A | #N/A | #N/A | 115.4003 | #N/A | #N/A
2008-05-30 | 38 | 20 | #N/A | #N/A | #N/A | #N/A | #N/A | 97.1267 | #N/A | #N/A | #N/A | #N/A | #N/A | 97.1267
2010-04-19 | 50.4 | 20 | #N/A | 97.6534 | #N/A | #N/A | #N/A | #N/A | #N/A | #N/A | #N/A | 97.6534 | #N/A | #N/A
2011-04-20 | 100.8 | 20 | #N/A | #N/A | #N/A | 37.1706 | #N/A | #N/A | #N/A | #N/A | #N/A | #N/A | 37.1706 | #N/A
2010-09-08 | 55.2 | 20 | #N/A | #N/A | #N/A | #N/A | #N/A | 91.1619 | #N/A | #N/A | #N/A | #N/A | #N/A | 91.1619
2010-12-17 | 50 | 20 | #N/A | #N/A | 62.2712 | #N/A | #N/A | #N/A | #N/A | #N/A | #N/A | #N/A | 62.2712 | #N/A
2010-06-03 | 90 | 24 | #N/A | #N/A | 101.9132 | #N/A | #N/A | #N/A | #N/A | #N/A | #N/A | #N/A | 101.9132 | #N/A
2011-11-16 | 39.9 | 20 | #N/A | 59.7466 | #N/A | #N/A | #N/A | #N/A | #N/A | #N/A | #N/A | 59.7466 | #N/A | #N/A
2010-01-28 | 151.8 | 21.5 | #N/A | 116.2073 | #N/A | #N/A | #N/A | #N/A | #N/A | #N/A | #N/A | 116.2073 | #N/A | #N/A
2010-12-17 | 78.2 | 25 | 108.2317 | #N/A | #N/A | #N/A | #N/A | #N/A | #N/A | #N/A | #N/A | 108.2317 | #N/A | #N/A
2010-09-22 | 80 | 20 | #N/A | #N/A | #N/A | 48.6647 | #N/A | #N/A | #N/A | #N/A | #N/A | #N/A | 48.6647 | #N/A
2011-08-08 | 42 | 20 | #N/A | #N/A | #N/A | 51.108 | #N/A | #N/A | #N/A | #N/A | #N/A | #N/A | 51.108 | #N/A
2010-12-06 | 201 | 20 | #N/A | #N/A | #N/A | 38.0075 | #N/A | #N/A | #N/A | #N/A | #N/A | #N/A | 38.0075 | #N/A
2010-07-07 | 78.2 | 20 | #N/A | #N/A | #N/A | 42.2474 | #N/A | #N/A | #N/A | #N/A | #N/A | #N/A | 42.2474 | #N/A
2010-07-21 | 99.2 | 25 | #N/A | 89.4946 | #N/A | #N/A | #N/A | #N/A | #N/A | #N/A | #N/A | 89.4946 | #N/A | #N/A
2010-03-29 | 250.2 | 20 | #N/A | 65.6116 | #N/A | #N/A | #N/A | #N/A | #N/A | #N/A | #N/A | 65.6116 | #N/A | #N/A
2007-11-02 | 50 | 20 | #N/A | #N/A | 63.9678 | #N/A | #N/A | #N/A | #N/A | #N/A | #N/A | #N/A | 63.9678 | #N/A
2009-11-16 | 50 | 5 | #N/A | #N/A | 75.6494 | #N/A | #N/A | #N/A | #N/A | #N/A | #N/A | #N/A | 75.6494 | #N/A
2008-07-23 | 30 | 20 | #N/A | #N/A | 72.6359 | #N/A | #N/A | #N/A | #N/A | #N/A | #N/A | #N/A | 72.6359 | #N/A
2009-06-10 | 102.3 | 12 | #N/A | #N/A | 87.4696 | #N/A | #N/A | #N/A | #N/A | #N/A | #N/A | #N/A | 87.4696 | #N/A
2010-02-12 | 198 | 20 | #N/A | #N/A | 82.2583 | #N/A | #N/A | #N/A | #N/A | #N/A | #N/A | #N/A | 82.2583 | #N/A
2009-06-30 | 51 | 20 | #N/A | 74.7267 | #N/A | #N/A | #N/A | #N/A | #N/A | #N/A | #N/A | 74.7267 | #N/A | #N/A
2009-03-31 | 30 | 20 | #N/A | 68.1496 | #N/A | #N/A | #N/A | #N/A | #N/A | #N/A | #N/A | 68.1496 | #N/A | #N/A
2009-03-31 | 12 | 20 | #N/A | 68.1488 | #N/A | #N/A | #N/A | #N/A | #N/A | #N/A | #N/A | 68.1488 | #N/A | #N/A
2011-11-16 | 49.5 | 13 | 88.4305 | #N/A | #N/A | #N/A | #N/A | #N/A | #N/A | #N/A | #N/A | 88.4305 | #N/A | #N/A
2003-04-01 | 162 | 15 | #N/A | 50.896 | #N/A | #N/A | #N/A | #N/A | #N/A | #N/A | #N/A | 50.896 | #N/A | #N/A
2005-12-22 | 90 | 20 | #N/A | 74.2379 | #N/A | #N/A | #N/A | #N/A | #N/A | #N/A | #N/A | 74.2379 | #N/A | #N/A
2020-09-11 | 234.56 | 20 | #N/A | 27.2277 | #N/A | #N/A | #N/A | #N/A | #N/A | #N/A | #N/A | 27.2277 | #N/A | #N/A
2011-10-01 | 48 | 20 | #N/A | #N/A | 41.3024 | #N/A | #N/A | #N/A | #N/A | #N/A | #N/A | #N/A | 41.3024 | #N/A
2011-12-13 | 79.6 | 20 | #N/A | #N/A | #N/A | 34.2375 | #N/A | #N/A | #N/A | #N/A | #N/A | #N/A | 34.2375 | #N/A
2011-05-16 | 150.36 | 20 | #N/A | #N/A | #N/A | #N/A | #N/A | #N/A | #N/A | #N/A | 33.2126 | #N/A | #N/A | 33.2126
2011-11-03 | 98.9 | 20 | #N/A | #N/A | #N/A | 30.7126 | #N/A | #N/A | #N/A | #N/A | #N/A | #N/A | 30.7126 | #N/A
2011-11-03 | 100.8 | 20 | #N/A | #N/A | #N/A | 32.4661 | #N/A | #N/A | #N/A | #N/A | #N/A | #N/A | 32.4661 | #N/A
2010-12-22 | 27.3 | 20 | #N/A | #N/A | #N/A | 49.5643 | #N/A | #N/A | #N/A | #N/A | #N/A | #N/A | 49.5643 | #N/A
2009-04-01 | 96.6 | 20 | #N/A | 91.2046 | #N/A | #N/A | #N/A | #N/A | #N/A | #N/A | #N/A | 91.2046 | #N/A | #N/A
2009-08-17 | 90 | 15 | #N/A | 118.577 | #N/A | #N/A | #N/A | #N/A | #N/A | #N/A | #N/A | 118.577 | #N/A | #N/A
2011-09-07 | 104 | 20 | #N/A | #N/A | #N/A | 31.0672 | #N/A | #N/A | #N/A | #N/A | #N/A | #N/A | 31.0672 | #N/A
2008-07-28 | 72 | 15 | #N/A | 118.9263 | #N/A | #N/A | #N/A | #N/A | #N/A | #N/A | #N/A | 118.9263 | #N/A | #N/A
2010-12-09 | 167.9 | 20 | #N/A | #N/A | #N/A | 31.9516 | #N/A | #N/A | #N/A | #N/A | #N/A | #N/A | 31.9516 | #N/A
2011-05-06 | 131.1 | 20 | #N/A | #N/A | #N/A | 34.7096 | #N/A | #N/A | #N/A | #N/A | #N/A | #N/A | 34.7096 | #N/A
2007-10-15 | 98.7 | 18 | #N/A | 81.9708 | #N/A | #N/A | #N/A | #N/A | #N/A | #N/A | #N/A | 81.9708 | #N/A | #N/A
2010-10-11 | 49.8 | 20 | #N/A | #N/A | #N/A | #N/A | #N/A | #N/A | #N/A | 123.8359 | #N/A | #N/A | #N/A | 123.8359
2010-10-18 | 31.68 | 20 | #N/A | #N/A | #N/A | #N/A | #N/A | #N/A | #N/A | 122.9458 | #N/A | #N/A | #N/A | 122.9458
2011-06-29 | 20 | 20 | #N/A | #N/A | 86.0527 | #N/A | #N/A | #N/A | #N/A | #N/A | #N/A | #N/A | 86.0527 | #N/A
2009-03-17 | 8 | 20 | #N/A | #N/A | 130.0419 | #N/A | #N/A | #N/A | #N/A | #N/A | #N/A | #N/A | 130.0419 | #N/A
2012-02-07 | 21 | 20 | #N/A | #N/A | 49.236 | #N/A | #N/A | #N/A | #N/A | #N/A | #N/A | #N/A | 49.236 | #N/A
2009-11-24 | 209.4 | 20 | #N/A | #N/A | 87.6417 | #N/A | #N/A | #N/A | #N/A | #N/A | #N/A | #N/A | 87.6417 | #N/A
2007-01-01 | 59.8 | 20 | #N/A | #N/A | #N/A | #N/A | 49.8695 | #N/A | #N/A | #N/A | #N/A | #N/A | 49.8695 | #N/A
2007-12-22 | 165.6 | 15 | #N/A | #N/A | #N/A | #N/A | 67.3585 | #N/A | #N/A | #N/A | #N/A | #N/A | 67.3585 | #N/A
2000-10-31 | 150 | 10 | #N/A | #N/A | #N/A | #N/A | 39.991 | #N/A | #N/A | #N/A | #N/A | #N/A | 39.991 | #N/A
2004-05-27 | 91.5 | 12 | #N/A | #N/A | #N/A | #N/A | 37.1607 | #N/A | #N/A | #N/A | #N/A | #N/A | 37.1607 | #N/A
2004-12-16 | 35 | 12 | #N/A | #N/A | #N/A | #N/A | 40.5089 | #N/A | #N/A | #N/A | #N/A | #N/A | 40.5089 | #N/A
2005-03-28 | 100 | 12 | #N/A | #N/A | #N/A | #N/A | 40.5089 | #N/A | #N/A | #N/A | #N/A | #N/A | 40.5089 | #N/A
2006-03-01 | 240.8 | 20 | #N/A | #N/A | #N/A | #N/A | 60.2853 | #N/A | #N/A | #N/A | #N/A | #N/A | 60.2853 | #N/A
2001-11-01 | 160.5 | 20 | #N/A | #N/A | #N/A | #N/A | 34.8988 | #N/A | #N/A | #N/A | #N/A | #N/A | 34.8988 | #N/A
2008-12-23 | 18.9 | 20 | #N/A | #N/A | #N/A | 44.318 | #N/A | #N/A | #N/A | #N/A | #N/A | #N/A | 44.318 | #N/A
2009-10-01 | 150 | 20 | #N/A | #N/A | #N/A | #N/A | 75.984 | #N/A | #N/A | #N/A | #N/A | #N/A | 75.984 | #N/A
2006-10-01 | 14.7 | 20 | #N/A | #N/A | 40.7053 | #N/A | #N/A | #N/A | #N/A | #N/A | #N/A | #N/A | 40.7053 | #N/A
2006-10-01 | 21 | 20 | #N/A | #N/A | 38.2386 | #N/A | #N/A | #N/A | #N/A | #N/A | #N/A | #N/A | 38.2386 | #N/A
2003-05-30 | 24 | 20 | #N/A | #N/A | #N/A | #N/A | #N/A | 67.0752 | #N/A | #N/A | #N/A | #N/A | #N/A | 67.0752
2006-12-01 | 5 | 20 | #N/A | #N/A | #N/A | #N/A | #N/A | #N/A | #N/A | #N/A | 64.7407 | #N/A | #N/A | 64.7407
2011-12-22 | 14.4 | 25 | #N/A | 51.8386 | #N/A | #N/A | #N/A | #N/A | #N/A | #N/A | #N/A | 51.8386 | #N/A | #N/A
2011-08-30 | 100.8 | 20 | #N/A | #N/A | #N/A | 29.2378 | #N/A | #N/A | #N/A | #N/A | #N/A | #N/A | 29.2378 | #N/A
2011-07-15 | 162 | 25 | 90.8305 | #N/A | #N/A | #N/A | #N/A | #N/A | #N/A | #N/A | #N/A | 90.8305 | #N/A | #N/A
2009-02-05 | 51 | 20 | #N/A | #N/A | #N/A | #N/A | #N/A | 107.0358 | #N/A | #N/A | #N/A | #N/A | #N/A | 107.0358
2009-02-05 | 49.5 | 20 | #N/A | #N/A | #N/A | #N/A | #N/A | 107.0585 | #N/A | #N/A | #N/A | #N/A | #N/A | 107.0585
2010-11-05 | 161 | 15 | #N/A | #N/A | #N/A | 44.2955 | #N/A | #N/A | #N/A | #N/A | #N/A | #N/A | 44.2955 | #N/A
2011-02-01 | 257.6 | 20 | 114.1251 | #N/A | #N/A | #N/A | #N/A | #N/A | #N/A | #N/A | #N/A | 114.1251 | #N/A | #N/A
2011-08-17 | 50 | 25 | #N/A | #N/A | 46.5389 | #N/A | #N/A | #N/A | #N/A | #N/A | #N/A | #N/A | 46.5389 | #N/A
2011-08-17 | 37.5 | 25 | #N/A | #N/A | 46.5389 | #N/A | #N/A | #N/A | #N/A | #N/A | #N/A | #N/A | 46.5389 | #N/A
2011-12-20 | 110.4 | 20 | #N/A | #N/A | #N/A | #N/A | #N/A | 71.0184 | #N/A | #N/A | #N/A | #N/A | #N/A | 71.0184
2011-12-20 | 30.4 | 20 | #N/A | #N/A | #N/A | #N/A | #N/A | 73.3683 | #N/A | #N/A | #N/A | #N/A | #N/A | 73.3683
2012-01-19 | 310.4 | 25 | #N/A | #N/A | #N/A | 37.5656 | #N/A | #N/A | #N/A | #N/A | #N/A | #N/A | 37.5656 | #N/A
2012-02-15 | 30.4 | 20 | #N/A | #N/A | #N/A | 32.0637 | #N/A | #N/A | #N/A | #N/A | #N/A | #N/A | 32.0637 | #N/A
2011-12-20 | 78.4 | 20 | #N/A | #N/A | #N/A | 34.781 | #N/A | #N/A | #N/A | #N/A | #N/A | #N/A | 34.781 | #N/A
2012-03-13 | 51.2 | 20 | #N/A | #N/A | #N/A | 34.2375 | #N/A | #N/A | #N/A | #N/A | #N/A | #N/A | 34.2375 | #N/A
2011-06-28 | 104.4 | 30 | #N/A | 67.3147 | #N/A | #N/A | #N/A | #N/A | #N/A | #N/A | #N/A | 67.3147 | #N/A | #N/A
2010-06-02 | 102 | 20 | 129.822 | #N/A | #N/A | #N/A | #N/A | #N/A | #N/A | #N/A | #N/A | 129.822 | #N/A | #N/A
2006-11-10 | 6 | 20 | 80.1328 | #N/A | #N/A | #N/A | #N/A | #N/A | #N/A | #N/A | #N/A | 80.1328 | #N/A | #N/A
2011-07-28 | 102.5 | 25 | 93.3964 | #N/A | #N/A | #N/A | #N/A | #N/A | #N/A | #N/A | #N/A | 93.3964 | #N/A | #N/A
2012-05-27 | 69 | 25 | #N/A | #N/A | #N/A | #N/A | #N/A | 64.7023 | #N/A | #N/A | #N/A | #N/A | #N/A | 64.7023
2008-08-14 | 265 | 20 | #N/A | 112.3467 | #N/A | #N/A | #N/A | #N/A | #N/A | #N/A | #N/A | 112.3467 | #N/A | #N/A
2008-08-14 | 290 | 20 | #N/A | 111.7535 | #N/A | #N/A | #N/A | #N/A | #N/A | #N/A | #N/A | 111.7535 | #N/A | #N/A
2008-08-14 | 290 | 20 | #N/A | 111.7535 | #N/A | #N/A | #N/A | #N/A | #N/A | #N/A | #N/A | 111.7535 | #N/A | #N/A
2009-01-28 | 50.4 | 15 | #N/A | #N/A | 61.6542 | #N/A | #N/A | #N/A | #N/A | #N/A | #N/A | #N/A | 61.6542 | #N/A
2010-08-20 | 49 | 10 | 141.8366 | #N/A | #N/A | #N/A | #N/A | #N/A | #N/A | #N/A | #N/A | 141.8366 | #N/A | #N/A
2010-08-10 | 110.4 | 20 | #N/A | #N/A | 100.7871 | #N/A | #N/A | #N/A | #N/A | #N/A | #N/A | #N/A | 100.7871 | #N/A
2010-07-09 | 42.5 | 20 | #N/A | #N/A | 62.4948 | #N/A | #N/A | #N/A | #N/A | #N/A | #N/A | #N/A | 62.4948 | #N/A
2010-04-01 | 40.5 | 20 | #N/A | #N/A | #N/A | 67.2252 | #N/A | #N/A | #N/A | #N/A | #N/A | #N/A | 67.2252 | #N/A
2009-11-02 | 60 | 20 | #N/A | #N/A | #N/A | 79.2982 | #N/A | #N/A | #N/A | #N/A | #N/A | #N/A | 79.2982 | #N/A
2010-05-19 | 250.8 | 25 | #N/A | 65.9293 | #N/A | #N/A | #N/A | #N/A | #N/A | #N/A | #N/A | 65.9293 | #N/A | #N/A
2009-04-10 | 124.5 | 20 | #N/A | 118.1332 | #N/A | #N/A | #N/A | #N/A | #N/A | #N/A | #N/A | 118.1332 | #N/A | #N/A
2008-08-20 | 62.5 | 21 | #N/A | #N/A | #N/A | #N/A | #N/A | 105.9508 | #N/A | #N/A | #N/A | #N/A | #N/A | 105.9508
2001-11-09 | 40.05 | 10 | #N/A | #N/A | 58.2499 | #N/A | #N/A | #N/A | #N/A | #N/A | #N/A | #N/A | 58.2499 | #N/A
2001-02-23 | 40.05 | 15 | #N/A | #N/A | 45.3019 | #N/A | #N/A | #N/A | #N/A | #N/A | #N/A | #N/A | 45.3019 | #N/A
2011-12-13 | 201.25 | 20 | #N/A | #N/A | #N/A | 33.3363 | #N/A | #N/A | #N/A | #N/A | #N/A | #N/A | 33.3363 | #N/A
2012-03-29 | 48 | 20 | #N/A | #N/A | #N/A | 35.7138 | #N/A | #N/A | #N/A | #N/A | #N/A | #N/A | 35.7138 | #N/A
2011-12-15 | 49.2 | 25 | #N/A | #N/A | #N/A | 34.0327 | #N/A | #N/A | #N/A | #N/A | #N/A | #N/A | 34.0327 | #N/A
2010-07-22 | 102.5 | 20 | 126.4556 | #N/A | #N/A | #N/A | #N/A | #N/A | #N/A | #N/A | #N/A | 126.4556 | #N/A | #N/A
2010-04-29 | 143.5 | 20 | 127.2095 | #N/A | #N/A | #N/A | #N/A | #N/A | #N/A | #N/A | #N/A | 127.2095 | #N/A | #N/A
2009-12-17 | 120 | 20 | 142.1756 | #N/A | #N/A | #N/A | #N/A | #N/A | #N/A | #N/A | #N/A | 142.1756 | #N/A | #N/A
2009-12-09 | 10.25 | 20 | #N/A | #N/A | 139.1448 | #N/A | #N/A | #N/A | #N/A | #N/A | #N/A | #N/A | 139.1448 | #N/A
2011-11-28 | 20.65 | 21 | #N/A | #N/A | 85.326 | #N/A | #N/A | #N/A | #N/A | #N/A | #N/A | #N/A | 85.326 | #N/A
2009-03-17 | 24.75 | 20 | #N/A | #N/A | 133.5904 | #N/A | #N/A | #N/A | #N/A | #N/A | #N/A | #N/A | 133.5904 | #N/A
2009-10-09 | 5 | 5 | #N/A | #N/A | 89.5236 | #N/A | #N/A | #N/A | #N/A | #N/A | #N/A | #N/A | 89.5236 | #N/A
2011-05-05 | 165.6 | 20 | #N/A | #N/A | #N/A | 70.5067 | #N/A | #N/A | #N/A | #N/A | #N/A | #N/A | 70.5067 | #N/A
2010-11-12 | 99 | 20 | #N/A | #N/A | #N/A | #N/A | #N/A | 72.6619 | #N/A | #N/A | #N/A | #N/A | #N/A | 72.6619
2012-11-01 | 50 | 20 | #N/A | #N/A | #N/A | #N/A | #N/A | 59.1686 | #N/A | #N/A | #N/A | #N/A | #N/A | 59.1686
2012-04-11 | 54 | 10 | #N/A | #N/A | #N/A | #N/A | #N/A | 52.0015 | #N/A | #N/A | #N/A | #N/A | #N/A | 52.0015
2011-03-10 | 100 | 20 | #N/A | #N/A | #N/A | #N/A | #N/A | 72.1121 | #N/A | #N/A | #N/A | #N/A | #N/A | 72.1121
2012-02-17 | 50 | 20 | 103.256 | #N/A | #N/A | #N/A | #N/A | #N/A | #N/A | #N/A | #N/A | 103.256 | #N/A | #N/A
2013-05-24 | 39 | 10 | 98.0803 | #N/A | #N/A | #N/A | #N/A | #N/A | #N/A | #N/A | #N/A | 98.0803 | #N/A | #N/A
2009-11-24 | 150 | 20 | #N/A | #N/A | 75.0679 | #N/A | #N/A | #N/A | #N/A | #N/A | #N/A | #N/A | 75.0679 | #N/A
2013-06-21 | 102.4 | 20 | #N/A | 33.7477 | #N/A | #N/A | #N/A | #N/A | #N/A | #N/A | #N/A | 33.7477 | #N/A | #N/A
2012-02-28 | 91 | 20 | #N/A | 34.102 | #N/A | #N/A | #N/A | #N/A | #N/A | #N/A | #N/A | 34.102 | #N/A | #N/A
2013-06-15 | 199 | 20 | #N/A | #N/A | #N/A | 23.7083 | #N/A | #N/A | #N/A | #N/A | #N/A | #N/A | 23.7083 | #N/A
2013-07-10 | 249.9 | 20 | #N/A | #N/A | #N/A | 25.5785 | #N/A | #N/A | #N/A | #N/A | #N/A | #N/A | 25.5785 | #N/A
2013-06-15 | 250 | 20 | #N/A | #N/A | #N/A | 26.0981 | #N/A | #N/A | #N/A | #N/A | #N/A | #N/A | 26.0981 | #N/A
2013-10-09 | 200 | 20 | #N/A | #N/A | #N/A | 21.9924 | #N/A | #N/A | #N/A | #N/A | #N/A | #N/A | 21.9924 | #N/A
2013-10-10 | 199.8 | 20 | #N/A | #N/A | #N/A | 21.6203 | #N/A | #N/A | #N/A | #N/A | #N/A | #N/A | 21.6203 | #N/A
2013-10-09 | 198.9 | 20 | #N/A | #N/A | #N/A | 23.0742 | #N/A | #N/A | #N/A | #N/A | #N/A | #N/A | 23.0742 | #N/A
2013-10-10 | 200 | 20 | #N/A | #N/A | #N/A | 23.1363 | #N/A | #N/A | #N/A | #N/A | #N/A | #N/A | 23.1363 | #N/A
2014-08-01 | 100 | 20 | #N/A | #N/A | #N/A | 25.3132 | #N/A | #N/A | #N/A | #N/A | #N/A | #N/A | 25.3132 | #N/A
2013-07-17 | 150 | 20 | #N/A | #N/A | #N/A | 26.578 | #N/A | #N/A | #N/A | #N/A | #N/A | #N/A | 26.578 | #N/A
2009-12-02 | 50 | 25 | #N/A | 111.9796 | #N/A | #N/A | #N/A | #N/A | #N/A | #N/A | #N/A | 111.9796 | #N/A | #N/A
2013-01-16 | 74.8 | 25 | #N/A | #N/A | #N/A | 32.2184 | #N/A | #N/A | #N/A | #N/A | #N/A | #N/A | 32.2184 | #N/A
2013-02-07 | 200.6 | 25 | #N/A | #N/A | #N/A | 31.8487 | #N/A | #N/A | #N/A | #N/A | #N/A | #N/A | 31.8487 | #N/A
2013-06-28 | 80 | 20 | #N/A | 60.7517 | #N/A | #N/A | #N/A | #N/A | #N/A | #N/A | #N/A | 60.7517 | #N/A | #N/A
2013-07-07 | 80 | 20 | #N/A | 60.7517 | #N/A | #N/A | #N/A | #N/A | #N/A | #N/A | #N/A | 60.7517 | #N/A | #N/A
2013-04-16 | 74.8 | 20 | #N/A | #N/A | 53.0594 | #N/A | #N/A | #N/A | #N/A | #N/A | #N/A | #N/A | 53.0594 | #N/A
2010-06-21 | 81.6 | 20 | #N/A | #N/A | 100.4184 | #N/A | #N/A | #N/A | #N/A | #N/A | #N/A | #N/A | 100.4184 | #N/A
2012-08-31 | 100.3 | 20 | #N/A | #N/A | 52.3205 | #N/A | #N/A | #N/A | #N/A | #N/A | #N/A | #N/A | 52.3205 | #N/A
2013-05-06 | 62.4 | 25 | #N/A | #N/A | 32.767 | #N/A | #N/A | #N/A | #N/A | #N/A | #N/A | #N/A | 32.767 | #N/A
2014-02-27 | 299.7 | 18 | #N/A | #N/A | #N/A | #N/A | 29.3016 | #N/A | #N/A | #N/A | #N/A | #N/A | 29.3016 | #N/A
2013-06-01 | 200 | 25 | #N/A | #N/A | #N/A | #N/A | 24.7717 | #N/A | #N/A | #N/A | #N/A | #N/A | 24.7717 | #N/A
2013-06-01 | 200 | 25 | #N/A | #N/A | #N/A | #N/A | 24.1726 | #N/A | #N/A | #N/A | #N/A | #N/A | 24.1726 | #N/A
2010-12-23 | 28.5 | 10 | #N/A | #N/A | #N/A | #N/A | #N/A | #N/A | #N/A | 75.4408 | #N/A | #N/A | #N/A | 75.4408
2010-12-23 | 48 | 10 | #N/A | #N/A | #N/A | #N/A | #N/A | #N/A | #N/A | 62.1986 | #N/A | #N/A | #N/A | 62.1986
2011-09-13 | 100.65 | 19 | #N/A | #N/A | 78.3278 | #N/A | #N/A | #N/A | #N/A | #N/A | #N/A | #N/A | 78.3278 | #N/A
2011-05-13 | 214.4 | 20 | #N/A | #N/A | 76.6623 | #N/A | #N/A | #N/A | #N/A | #N/A | #N/A | #N/A | 76.6623 | #N/A
2010-08-16 | 199.8 | 20 | #N/A | #N/A | #N/A | 62.5752 | #N/A | #N/A | #N/A | #N/A | #N/A | #N/A | 62.5752 | #N/A
2010-12-23 | 34.2 | 15 | #N/A | #N/A | #N/A | #N/A | #N/A | #N/A | #N/A | 81.7678 | #N/A | #N/A | #N/A | 81.7678
2011-06-21 | 40 | 18 | #N/A | #N/A | 52.429 | #N/A | #N/A | #N/A | #N/A | #N/A | #N/A | #N/A | 52.429 | #N/A
2010-05-04 | 32.5 | 17 | #N/A | #N/A | #N/A | #N/A | #N/A | 88.8128 | #N/A | #N/A | #N/A | #N/A | #N/A | 88.8128
2010-05-04 | 20 | 17 | #N/A | #N/A | #N/A | #N/A | #N/A | 92.1472 | #N/A | #N/A | #N/A | #N/A | #N/A | 92.1472
2011-12-09 | 75 | 25 | #N/A | #N/A | #N/A | 41.5271 | #N/A | #N/A | #N/A | #N/A | #N/A | #N/A | 41.5271 | #N/A
2013-07-24 | 205.7 | 25 | #N/A | 29.2758 | #N/A | #N/A | #N/A | #N/A | #N/A | #N/A | #N/A | 29.2758 | #N/A | #N/A
2014-01-21 | 100.3 | 20 | #N/A | #N/A | #N/A | 22.624 | #N/A | #N/A | #N/A | #N/A | #N/A | #N/A | 22.624 | #N/A
2013-06-05 | 200 | 20 | #N/A | #N/A | #N/A | #N/A | #N/A | 51.1227 | #N/A | #N/A | #N/A | #N/A | #N/A | 51.1227
2013-07-02 | 50.4 | 20 | #N/A | #N/A | 56.5855 | #N/A | #N/A | #N/A | #N/A | #N/A | #N/A | #N/A | 56.5855 | #N/A
2011-06-07 | 202 | 20 | #N/A | #N/A | #N/A | 40.9101 | #N/A | #N/A | #N/A | #N/A | #N/A | #N/A | 40.9101 | #N/A
2011-07-06 | 199.92 | 20 | #N/A | #N/A | 44.8125 | #N/A | #N/A | #N/A | #N/A | #N/A | #N/A | #N/A | 44.8125 | #N/A
2011-05-20 | 115 | 20 | #N/A | #N/A | #N/A | #N/A | #N/A | 58.4114 | #N/A | #N/A | #N/A | #N/A | #N/A | 58.4114
2012-12-14 | 15 | 10 | #N/A | #N/A | #N/A | #N/A | #N/A | 62.8371 | #N/A | #N/A | #N/A | #N/A | #N/A | 62.8371
2014-12-01 | 200 | 20 | #N/A | #N/A | #N/A | 22.5665 | #N/A | #N/A | #N/A | #N/A | #N/A | #N/A | 22.5665 | #N/A
2014-06-11 | 150 | 20 | #N/A | #N/A | #N/A | 25.212 | #N/A | #N/A | #N/A | #N/A | #N/A | #N/A | 25.212 | #N/A
2014-01-24 | 99 | 20 | #N/A | #N/A | #N/A | 24.1909 | #N/A | #N/A | #N/A | #N/A | #N/A | #N/A | 24.1909 | #N/A
2014-01-23 | 78.2 | 25 | #N/A | #N/A | #N/A | #N/A | 35.3089 | #N/A | #N/A | #N/A | #N/A | #N/A | 35.3089 | #N/A
2014-10-30 | 100 | 20 | #N/A | #N/A | #N/A | 27.8445 | #N/A | #N/A | #N/A | #N/A | #N/A | #N/A | 27.8445 | #N/A
2014-12-31 | 50 | 20 | #N/A | #N/A | #N/A | 24.3007 | #N/A | #N/A | #N/A | #N/A | #N/A | #N/A | 24.3007 | #N/A
2014-12-01 | 150 | 20 | #N/A | #N/A | #N/A | 26.4522 | #N/A | #N/A | #N/A | #N/A | #N/A | #N/A | 26.4522 | #N/A
2014-12-10 | 150 | 30 | #N/A | #N/A | #N/A | 24.8615 | #N/A | #N/A | #N/A | #N/A | #N/A | #N/A | 24.8615 | #N/A
2015-12-18 | 106 | 25 | #N/A | 22.5958 | #N/A | #N/A | #N/A | #N/A | #N/A | #N/A | #N/A | 22.5958 | #N/A | #N/A
2013-11-06 | 172 | 20 | #N/A | #N/A | #N/A | 26.4181 | #N/A | #N/A | #N/A | #N/A | #N/A | #N/A | 26.4181 | #N/A
2013-12-20 | 98 | 30 | #N/A | #N/A | #N/A | 22.323 | #N/A | #N/A | #N/A | #N/A | #N/A | #N/A | 22.323 | #N/A
2014-08-01 | 116 | 10 | #N/A | #N/A | #N/A | #N/A | 39.163 | #N/A | #N/A | #N/A | #N/A | #N/A | 39.163 | #N/A
2013-09-11 | 60 | 25 | #N/A | 34.0723 | #N/A | #N/A | #N/A | #N/A | #N/A | #N/A | #N/A | 34.0723 | #N/A | #N/A
2014-07-01 | 175 | 20 | #N/A | #N/A | #N/A | #N/A | #N/A | 41.2403 | #N/A | #N/A | #N/A | #N/A | #N/A | 41.2403
2013-08-12 | 20 | 20 | #N/A | #N/A | 55.0033 | #N/A | #N/A | #N/A | #N/A | #N/A | #N/A | #N/A | 55.0033 | #N/A
2015-05-04 | 20 | 20 | #N/A | #N/A | #N/A | 33.9356 | #N/A | #N/A | #N/A | #N/A | #N/A | #N/A | 33.9356 | #N/A
2016-02-02 | 7 | 20 | #N/A | #N/A | #N/A | 33.9356 | #N/A | #N/A | #N/A | #N/A | #N/A | #N/A | 33.9356 | #N/A
2015-05-01 | 20 | 20 | #N/A | #N/A | #N/A | 25.1003 | #N/A | #N/A | #N/A | #N/A | #N/A | #N/A | 25.1003 | #N/A
2015-09-15 | 25 | 20 | #N/A | #N/A | #N/A | 33.9356 | #N/A | #N/A | #N/A | #N/A | #N/A | #N/A | 33.9356 | #N/A
2015-10-01 | 200 | 25 | #N/A | 51.4679 | #N/A | #N/A | #N/A | #N/A | #N/A | #N/A | #N/A | 51.4679 | #N/A | #N/A
2014-12-17 | 100 | 25 | #N/A | #N/A | #N/A | 24.1264 | #N/A | #N/A | #N/A | #N/A | #N/A | #N/A | 24.1264 | #N/A
2006-04-01 | 124.2 | 15 | #N/A | #N/A | #N/A | #N/A | 52.3744 | #N/A | #N/A | #N/A | #N/A | #N/A | 52.3744 | #N/A
2015-09-15 | 100.05 | 15 | #N/A | #N/A | 42.7607 | #N/A | #N/A | #N/A | #N/A | #N/A | #N/A | #N/A | 42.7607 | #N/A
2014-09-11 | 42.95 | 20 | 72.5072 | #N/A | #N/A | #N/A | #N/A | #N/A | #N/A | #N/A | #N/A | 72.5072 | #N/A | #N/A
2013-11-18 | 34.2 | 34.2 | #N/A | #N/A | #N/A | #N/A | #N/A | #N/A | #N/A | 97.7557 | #N/A | #N/A | #N/A | 97.7557
2013-11-01 | 249.2 | 25 | #N/A | 33.3234 | #N/A | #N/A | #N/A | #N/A | #N/A | #N/A | #N/A | 33.3234 | #N/A | #N/A
2014-12-17 | 73.5 | 25 | #N/A | #N/A | #N/A | 23.6594 | #N/A | #N/A | #N/A | #N/A | #N/A | #N/A | 23.6594 | #N/A
2015-06-09 | 36 | 25 | #N/A | #N/A | #N/A | 30.6009 | #N/A | #N/A | #N/A | #N/A | #N/A | #N/A | 30.6009 | #N/A
2016-01-19 | 200 | 20 | #N/A | #N/A | #N/A | 20.224 | #N/A | #N/A | #N/A | #N/A | #N/A | #N/A | 20.224 | #N/A
2013-07-08 | 100 | 20 | #N/A | #N/A | #N/A | 23.0456 | #N/A | #N/A | #N/A | #N/A | #N/A | #N/A | 23.0456 | #N/A
2013-12-27 | 149.6 | 25 | #N/A | 31.8609 | #N/A | #N/A | #N/A | #N/A | #N/A | #N/A | #N/A | 31.8609 | #N/A | #N/A
2013-10-25 | 19.8 | 20 | 61.4854 | #N/A | #N/A | #N/A | #N/A | #N/A | #N/A | #N/A | #N/A | 61.4854 | #N/A | #N/A
2010-09-17 | 148.8 | 25 | #N/A | #N/A | #N/A | 39.0372 | #N/A | #N/A | #N/A | #N/A | #N/A | #N/A | 39.0372 | #N/A
2011-04-06 | 155.1 | 20 | 109.737 | #N/A | #N/A | #N/A | #N/A | #N/A | #N/A | #N/A | #N/A | 109.737 | #N/A | #N/A
2013-08-20 | 147.6 | 15 | #N/A | #N/A | #N/A | #N/A | #N/A | #N/A | #N/A | 62.4916 | #N/A | #N/A | #N/A | 62.4916
2013-10-17 | 400 | 20 | #N/A | #N/A | #N/A | 23.8894 | #N/A | #N/A | #N/A | #N/A | #N/A | #N/A | 23.8894 | #N/A
2016-11-01 | 49.5 | 25 | 44.1972 | #N/A | #N/A | #N/A | #N/A | #N/A | #N/A | #N/A | #N/A | 44.1972 | #N/A | #N/A
2016-12-06 | 27 | 20 | #N/A | #N/A | 22.6261 | #N/A | #N/A | #N/A | #N/A | #N/A | #N/A | #N/A | 22.6261 | #N/A
2016-12-15 | 200 | 20 | #N/A | #N/A | #N/A | 21.1961 | #N/A | #N/A | #N/A | #N/A | #N/A | #N/A | 21.1961 | #N/A
2015-12-23 | 206.55 | 20 | #N/A | #N/A | #N/A | 20.3246 | #N/A | #N/A | #N/A | #N/A | #N/A | #N/A | 20.3246 | #N/A
2015-04-24 | 208.27 | 20 | #N/A | #N/A | #N/A | 21.9896 | #N/A | #N/A | #N/A | #N/A | #N/A | #N/A | 21.9896 | #N/A
2016-03-04 | 149.73 | 30 | #N/A | #N/A | #N/A | 24.5484 | #N/A | #N/A | #N/A | #N/A | #N/A | #N/A | 24.5484 | #N/A
2015-10-27 | 149.03 | 30 | #N/A | #N/A | #N/A | 22.056 | #N/A | #N/A | #N/A | #N/A | #N/A | #N/A | 22.056 | #N/A
2015-03-24 | 78 | 20 | #N/A | #N/A | 35.2688 | #N/A | #N/A | #N/A | #N/A | #N/A | #N/A | #N/A | 35.2688 | #N/A
2015-11-20 | 199.8 | 22 | #N/A | #N/A | #N/A | 20.4332 | #N/A | #N/A | #N/A | #N/A | #N/A | #N/A | 20.4332 | #N/A
2015-10-16 | 198 | 20 | #N/A | #N/A | #N/A | 31.8948 | #N/A | #N/A | #N/A | #N/A | #N/A | #N/A | 31.8948 | #N/A
2015-05-22 | 200.91 | 20 | #N/A | #N/A | #N/A | 31.076 | #N/A | #N/A | #N/A | #N/A | #N/A | #N/A | 31.076 | #N/A
2013-08-20 | 184.8 | 15 | #N/A | #N/A | #N/A | #N/A | #N/A | #N/A | #N/A | 60.858 | #N/A | #N/A | #N/A | 60.858
2013-12-11 | 51 | 25 | #N/A | #N/A | #N/A | #N/A | #N/A | #N/A | #N/A | 54.1159 | #N/A | #N/A | #N/A | 54.1159
2015-12-16 | 149.5 | 20 | #N/A | #N/A | #N/A | #N/A | #N/A | 33.778 | #N/A | #N/A | #N/A | #N/A | #N/A | 33.778
2014-08-14 | 30 | 20 | #N/A | 70.2812 | #N/A | #N/A | #N/A | #N/A | #N/A | #N/A | #N/A | 70.2812 | #N/A | #N/A
2013-11-18 | 201.6 | 20 | #N/A | #N/A | #N/A | 26.5789 | #N/A | #N/A | #N/A | #N/A | #N/A | #N/A | 26.5789 | #N/A
2016-12-01 | 79.75 | 25 | #N/A | 33.8921 | #N/A | #N/A | #N/A | #N/A | #N/A | #N/A | #N/A | 33.8921 | #N/A | #N/A
2017-03-07 | 231.05 | 30 | #N/A | #N/A | #N/A | 19.4734 | #N/A | #N/A | #N/A | #N/A | #N/A | #N/A | 19.4734 | #N/A
2013-07-02 | 200 | 20 | #N/A | #N/A | 26.9171 | #N/A | #N/A | #N/A | #N/A | #N/A | #N/A | #N/A | 26.9171 | #N/A
2015-11-19 | 100.8 | 23 | #N/A | #N/A | #N/A | #N/A | #N/A | 46.0015 | #N/A | #N/A | #N/A | #N/A | #N/A | 46.0015
2011-05-16 | 108 | 20 | #N/A | #N/A | #N/A | 23.6276 | #N/A | #N/A | #N/A | #N/A | #N/A | #N/A | 23.6276 | #N/A
2016-01-08 | 200 | 15 | #N/A | #N/A | #N/A | 25.8904 | #N/A | #N/A | #N/A | #N/A | #N/A | #N/A | 25.8904 | #N/A
2015-05-01 | 149 | 20 | #N/A | #N/A | 45.1341 | #N/A | #N/A | #N/A | #N/A | #N/A | #N/A | #N/A | 45.1341 | #N/A
2016-03-03 | 99.25 | 35 | #N/A | #N/A | 22.3907 | #N/A | #N/A | #N/A | #N/A | #N/A | #N/A | #N/A | 22.3907 | #N/A
2015-07-08 | 208 | 13 | #N/A | #N/A | #N/A | #N/A | #N/A | 46.6862 | #N/A | #N/A | #N/A | #N/A | #N/A | 46.6862
2012-03-17 | 202 | 10 | #N/A | #N/A | #N/A | 43.2325 | #N/A | #N/A | #N/A | #N/A | #N/A | #N/A | 43.2325 | #N/A
2017-08-01 | 200 | 15 | #N/A | #N/A | #N/A | #N/A | 23.7187 | #N/A | #N/A | #N/A | #N/A | #N/A | 23.7187 | #N/A
2015-12-18 | 29.9 | 15 | #N/A | #N/A | #N/A | 30.1271 | #N/A | #N/A | #N/A | #N/A | #N/A | #N/A | 30.1271 | #N/A
2010-06-01 | 36 | 20 | #N/A | #N/A | 58.5645 | #N/A | #N/A | #N/A | #N/A | #N/A | #N/A | #N/A | 58.5645 | #N/A
2017-12-21 | 50 | 25 | #N/A | 25.3267 | #N/A | #N/A | #N/A | #N/A | #N/A | #N/A | #N/A | 25.3267 | #N/A | #N/A
2017-12-20 | 165 | 20 | #N/A | 24.6648 | #N/A | #N/A | #N/A | #N/A | #N/A | #N/A | #N/A | 24.6648 | #N/A | #N/A
2019-05-31 | 141.2 | 20 | #N/A | 15.442 | #N/A | #N/A | #N/A | #N/A | #N/A | #N/A | #N/A | 15.442 | #N/A | #N/A
2016-12-05 | 40.59 | 25 | #N/A | #N/A | #N/A | 19.5444 | #N/A | #N/A | #N/A | #N/A | #N/A | #N/A | 19.5444 | #N/A
2017-07-19 | 16.1 | 25 | #N/A | #N/A | #N/A | 14.6585 | #N/A | #N/A | #N/A | #N/A | #N/A | #N/A | 14.6585 | #N/A
2017-05-05 | 2.38 | 25 | #N/A | #N/A | #N/A | 14.4273 | #N/A | #N/A | #N/A | #N/A | #N/A | #N/A | 14.4273 | #N/A
2017-06-06 | 15.59 | 15 | #N/A | #N/A | #N/A | 15.909 | #N/A | #N/A | #N/A | #N/A | #N/A | #N/A | 15.909 | #N/A
2017-03-14 | 15 | 25 | #N/A | #N/A | #N/A | 14.4273 | #N/A | #N/A | #N/A | #N/A | #N/A | #N/A | 14.4273 | #N/A
2015-11-09 | 64.8 | 25 | #N/A | #N/A | #N/A | 21.8363 | #N/A | #N/A | #N/A | #N/A | #N/A | #N/A | 21.8363 | #N/A
2017-06-20 | 75 | 25 | #N/A | 25.0628 | #N/A | #N/A | #N/A | #N/A | #N/A | #N/A | #N/A | 25.0628 | #N/A | #N/A
2015-09-17 | 98 | 20 | #N/A | #N/A | 35.2166 | #N/A | #N/A | #N/A | #N/A | #N/A | #N/A | #N/A | 35.2166 | #N/A
2016-07-18 | 46 | 20 | 56.1933 | #N/A | #N/A | #N/A | #N/A | #N/A | #N/A | #N/A | #N/A | 56.1933 | #N/A | #N/A
2010-12-17 | 38.46 | 15 | #N/A | #N/A | #N/A | #N/A | #N/A | #N/A | #N/A | 58.2385 | #N/A | #N/A | #N/A | 58.2385
2015-10-09 | 30 | 23 | #N/A | #N/A | #N/A | #N/A | #N/A | #N/A | #N/A | 82.5755 | #N/A | #N/A | #N/A | 82.5755
2015-12-04 | 99.1 | 20 | #N/A | #N/A | #N/A | 22.0931 | #N/A | #N/A | #N/A | #N/A | #N/A | #N/A | 22.0931 | #N/A
2016-11-11 | 298.2 | 20 | #N/A | 48.3166 | #N/A | #N/A | #N/A | #N/A | #N/A | #N/A | #N/A | 48.3166 | #N/A | #N/A
2016-02-01 | 75 | 22 | #N/A | #N/A | #N/A | #N/A | #N/A | 36.4014 | #N/A | #N/A | #N/A | #N/A | #N/A | 36.4014
2016-02-01 | 25 | 20 | #N/A | #N/A | #N/A | #N/A | #N/A | 37.9508 | #N/A | #N/A | #N/A | #N/A | #N/A | 37.9508
2016-08-11 | 75.4 | 20 | #N/A | #N/A | 37.0427 | #N/A | #N/A | #N/A | #N/A | #N/A | #N/A | #N/A | 37.0427 | #N/A
2016-05-31 | 119.7 | 21 | #N/A | #N/A | #N/A | #N/A | #N/A | 40.4059 | #N/A | #N/A | #N/A | #N/A | #N/A | 40.4059
2017-10-02 | 29.875 | 15 | #N/A | #N/A | #N/A | 20.0458 | #N/A | #N/A | #N/A | #N/A | #N/A | #N/A | 20.0458 | #N/A
2017-11-17 | 100 | 35 | #N/A | #N/A | #N/A | 10.1574 | #N/A | #N/A | #N/A | #N/A | #N/A | #N/A | 10.1574 | #N/A
2017-10-16 | 103.5 | 20 | #N/A | #N/A | 23.5661 | #N/A | #N/A | #N/A | #N/A | #N/A | #N/A | #N/A | 23.5661 | #N/A
2017-10-12 | 243.8 | 30 | #N/A | #N/A | #N/A | 12.5057 | #N/A | #N/A | #N/A | #N/A | #N/A | #N/A | 12.5057 | #N/A
2017-07-07 | 132 | 22 | #N/A | #N/A | 24.8581 | #N/A | #N/A | #N/A | #N/A | #N/A | #N/A | #N/A | 24.8581 | #N/A
2015-07-24 | 80 | 15 | #N/A | #N/A | #N/A | #N/A | #N/A | #N/A | 88.241 | #N/A | #N/A | #N/A | #N/A | 88.241
2015-04-07 | 300 | 20 | #N/A | #N/A | #N/A | 28.769 | #N/A | #N/A | #N/A | #N/A | #N/A | #N/A | 28.769 | #N/A
2016-05-31 | 140 | 20 | #N/A | #N/A | #N/A | 20.681 | #N/A | #N/A | #N/A | #N/A | #N/A | #N/A | 20.681 | #N/A
2017-01-01 | 66 | 19 | #N/A | #N/A | #N/A | #N/A | #N/A | 43.7786 | #N/A | #N/A | #N/A | #N/A | #N/A | 43.7786
2018-01-10 | 97 | 20 | #N/A | #N/A | #N/A | 12.5764 | #N/A | #N/A | #N/A | #N/A | #N/A | #N/A | 12.5764 | #N/A
2017-11-17 | 83 | 20 | #N/A | #N/A | #N/A | 12.5764 | #N/A | #N/A | #N/A | #N/A | #N/A | #N/A | 12.5764 | #N/A
2014-09-24 | 140 | 10 | #N/A | #N/A | #N/A | #N/A | #N/A | 44.4622 | #N/A | #N/A | #N/A | #N/A | #N/A | 44.4622
2015-08-07 | 324 | 20 | #N/A | 48.6881 | #N/A | #N/A | #N/A | #N/A | #N/A | #N/A | #N/A | 48.6881 | #N/A | #N/A
2008-01-02 | 24 | 15 | #N/A | #N/A | #N/A | #N/A | #N/A | #N/A | #N/A | 65.1677 | #N/A | #N/A | #N/A | 65.1677
2017-11-17 | 200 | 20 | #N/A | #N/A | #N/A | 13.7919 | #N/A | #N/A | #N/A | #N/A | #N/A | #N/A | 13.7919 | #N/A
2017-05-17 | 100 | 20 | #N/A | #N/A | 20.4624 | #N/A | #N/A | #N/A | #N/A | #N/A | #N/A | #N/A | 20.4624 | #N/A
2019-09-22 | 76.8 | 20 | #N/A | #N/A | #N/A | #N/A | #N/A | 44.7435 | #N/A | #N/A | #N/A | #N/A | #N/A | 44.7435
2017-06-09 | 160 | 20 | #N/A | #N/A | #N/A | 12.0501 | #N/A | #N/A | #N/A | #N/A | #N/A | #N/A | 12.0501 | #N/A
2016-05-12 | 7.2 | 20 | #N/A | #N/A | #N/A | #N/A | #N/A | #N/A | #N/A | 45.4719 | #N/A | #N/A | #N/A | 45.4719
2018-12-31 | 21.6 | 20 | #N/A | #N/A | #N/A | #N/A | #N/A | #N/A | #N/A | 40.2125 | #N/A | #N/A | #N/A | 40.2125
2017-01-27 | 100.05 | 25 | #N/A | #N/A | #N/A | 17.0909 | #N/A | #N/A | #N/A | #N/A | #N/A | #N/A | 17.0909 | #N/A
2017-03-07 | 216.2 | 25 | #N/A | #N/A | 14.5922 | #N/A | #N/A | #N/A | #N/A | #N/A | #N/A | #N/A | 14.5922 | #N/A
2017-11-15 | 211.66 | 12 | #N/A | #N/A | 21.2559 | #N/A | #N/A | #N/A | #N/A | #N/A | #N/A | #N/A | 21.2559 | #N/A
2016-10-28 | 216.44 | 26 | #N/A | #N/A | 18.2799 | #N/A | #N/A | #N/A | #N/A | #N/A | #N/A | #N/A | 18.2799 | #N/A
2017-03-13 | 106.7 | 20 | #N/A | #N/A | 17.0907 | #N/A | #N/A | #N/A | #N/A | #N/A | #N/A | #N/A | 17.0907 | #N/A
2017-02-09 | 128.7 | 12 | 41.5684 | #N/A | #N/A | #N/A | #N/A | #N/A | #N/A | #N/A | #N/A | 41.5684 | #N/A | #N/A
2016-12-05 | 43.2 | 12 | 44.0769 | #N/A | #N/A | #N/A | #N/A | #N/A | #N/A | #N/A | #N/A | 44.0769 | #N/A | #N/A
2018-10-05 | 21.6 | 15 | 44.3269 | #N/A | #N/A | #N/A | #N/A | #N/A | #N/A | #N/A | #N/A | 44.3269 | #N/A | #N/A
2017-08-11 | 48.8 | 20 | #N/A | #N/A | 41.7593 | #N/A | #N/A | #N/A | #N/A | #N/A | #N/A | #N/A | 41.7593 | #N/A
2017-08-11 | 102.5 | 20 | #N/A | #N/A | 36.874 | #N/A | #N/A | #N/A | #N/A | #N/A | #N/A | #N/A | 36.874 | #N/A
2019-05-21 | 96.7 | 12 | #N/A | 23.4225 | #N/A | #N/A | #N/A | #N/A | #N/A | #N/A | #N/A | 23.4225 | #N/A | #N/A
2016-07-26 | 199.2 | 16 | #N/A | #N/A | 27.181 | #N/A | #N/A | #N/A | #N/A | #N/A | #N/A | #N/A | 27.181 | #N/A
2018-11-19 | 161 | 15 | #N/A | #N/A | #N/A | 12.9791 | #N/A | #N/A | #N/A | #N/A | #N/A | #N/A | 12.9791 | #N/A
2019-05-16 | 160 | 15 | #N/A | #N/A | #N/A | 12.7673 | #N/A | #N/A | #N/A | #N/A | #N/A | #N/A | 12.7673 | #N/A
2017-07-21 | 100 | 20 | #N/A | #N/A | 29.8875 | #N/A | #N/A | #N/A | #N/A | #N/A | #N/A | #N/A | 29.8875 | #N/A
2018-03-13 | 79.9 | 15 | #N/A | 21.8551 | #N/A | #N/A | #N/A | #N/A | #N/A | #N/A | #N/A | 21.8551 | #N/A | #N/A
2017-09-01 | 242 | 25 | #N/A | #N/A | #N/A | #N/A | #N/A | #N/A | #N/A | #N/A | 19.1037 | #N/A | #N/A | 19.1037
2018-10-22 | 299.36 | 25 | #N/A | 9.1477 | #N/A | #N/A | #N/A | #N/A | #N/A | #N/A | #N/A | 9.1477 | #N/A | #N/A
2018-01-22 | 226.56 | 21.5 | #N/A | 15.3687 | #N/A | #N/A | #N/A | #N/A | #N/A | #N/A | #N/A | 15.3687 | #N/A | #N/A
2020-04-15 | 56.2 | 12 | #N/A | #N/A | #N/A | #N/A | #N/A | 33 | #N/A | #N/A | #N/A | #N/A | #N/A | 33
2020-06-04 | 331 | 20 | #N/A | 35.2416 | #N/A | #N/A | #N/A | #N/A | #N/A | #N/A | #N/A | 35.2416 | #N/A | #N/A
2019-11-25 | 100 | 15 | #N/A | #N/A | 20.6742 | #N/A | #N/A | #N/A | #N/A | #N/A | #N/A | #N/A | 20.6742 | #N/A
2019-07-08 | 200 | 25 | #N/A | #N/A | 15.0433 | #N/A | #N/A | #N/A | #N/A | #N/A | #N/A | #N/A | 15.0433 | #N/A
2019-01-08 | 236.5 | 20 | #N/A | #N/A | #N/A | #N/A | #N/A | #N/A | #N/A | #N/A | 19.6117 | #N/A | #N/A | 19.6117
2018-12-05 | 171 | 25 | #N/A | 15.3344 | #N/A | #N/A | #N/A | #N/A | #N/A | #N/A | #N/A | 15.3344 | #N/A | #N/A
2019-06-05 | 104 | 15 | #N/A | #N/A | #N/A | #N/A | #N/A | 29.0991 | #N/A | #N/A | #N/A | #N/A | #N/A | 29.0991
2018-10-19 | 199.4 | 20 | #N/A | 13.6929 | #N/A | #N/A | #N/A | #N/A | #N/A | #N/A | #N/A | 13.6929 | #N/A | #N/A
2019-02-06 | 134.08 | 20 | #N/A | 15.6364 | #N/A | #N/A | #N/A | #N/A | #N/A | #N/A | #N/A | 15.6364 | #N/A | #N/A
2018-11-21 | 250 | 21 | #N/A | #N/A | #N/A | 10.4943 | #N/A | #N/A | #N/A | #N/A | #N/A | #N/A | 10.4943 | #N/A
2016-10-28 | 199.52 | 30 | #N/A | #N/A | #N/A | 17.8569 | #N/A | #N/A | #N/A | #N/A | #N/A | #N/A | 17.8569 | #N/A
2019-01-03 | 398.6 | 20 | #N/A | #N/A | 28.1543 | #N/A | #N/A | #N/A | #N/A | #N/A | #N/A | #N/A | 28.1543 | #N/A
2019-10-03 | 300 | 20 | #N/A | 36.9972 | #N/A | #N/A | #N/A | #N/A | #N/A | #N/A | #N/A | 36.9972 | #N/A | #N/A
2018-04-20 | 301.02 | 20 | #N/A | #N/A | #N/A | 12.5533 | #N/A | #N/A | #N/A | #N/A | #N/A | #N/A | 12.5533 | #N/A
2019-10-17 | 90 | 20 | #N/A | #N/A | #N/A | 11.9437 | #N/A | #N/A | #N/A | #N/A | #N/A | #N/A | 11.9437 | #N/A
2019-10-17 | 110 | 20 | #N/A | #N/A | #N/A | 14.7795 | #N/A | #N/A | #N/A | #N/A | #N/A | #N/A | 14.7795 | #N/A
2019-03-07 | 144 | 20 | #N/A | 26.5907 | #N/A | #N/A | #N/A | #N/A | #N/A | #N/A | #N/A | 26.5907 | #N/A | #N/A
2017-02-17 | 200.8 | 20 | #N/A | 38.4336 | #N/A | #N/A | #N/A | #N/A | #N/A | #N/A | #N/A | 38.4336 | #N/A | #N/A
2020-05-27 | 172.5484 | 11 | #N/A | #N/A | #N/A | 15.9465 | #N/A | #N/A | #N/A | #N/A | #N/A | #N/A | 15.9465 | #N/A
2020-05-27 | 26.3216 | 11 | #N/A | #N/A | #N/A | 12.6521 | #N/A | #N/A | #N/A | #N/A | #N/A | #N/A | 12.6521 | #N/A
2018-08-20 | 250.4 | 20 | #N/A | #N/A | 17.2353 | #N/A | #N/A | #N/A | #N/A | #N/A | #N/A | #N/A | 17.2353 | #N/A
2019-08-21 | 72.6 | 20 | #N/A | #N/A | #N/A | #N/A | #N/A | #N/A | #N/A | 37.5308 | #N/A | #N/A | #N/A | 37.5308
2019-01-11 | 136.8 | 32 | #N/A | 42.9166 | #N/A | #N/A | #N/A | #N/A | #N/A | #N/A | #N/A | 42.9166 | #N/A | #N/A
2019-01-22 | 102 | 15 | #N/A | #N/A | 23.933 | #N/A | #N/A | #N/A | #N/A | #N/A | #N/A | #N/A | 23.933 | #N/A
2018-01-22 | 216.6 | 29 | #N/A | #N/A | #N/A | 23.1947 | #N/A | #N/A | #N/A | #N/A | #N/A | #N/A | 23.1947 | #N/A
2018-07-22 | 45.36 | 15 | #N/A | #N/A | #N/A | #N/A | #N/A | 28.842 | #N/A | #N/A | #N/A | #N/A | #N/A | 28.842
2018-07-22 | 80.64 | 15 | #N/A | #N/A | #N/A | #N/A | #N/A | 28.9751 | #N/A | #N/A | #N/A | #N/A | #N/A | 28.9751
2019-02-11 | 199.54 | 30 | #N/A | 29.1063 | #N/A | #N/A | #N/A | #N/A | #N/A | #N/A | #N/A | 29.1063 | #N/A | #N/A
2017-10-01 | 98 | 12 | #N/A | #N/A | 24.1204 | #N/A | #N/A | #N/A | #N/A | #N/A | #N/A | #N/A | 24.1204 | #N/A
2017-09-26 | 30 | 20 | #N/A | 25.2003 | #N/A | #N/A | #N/A | #N/A | #N/A | #N/A | #N/A | 25.2003 | #N/A | #N/A
2020-04-16 | 50.1 | 15 | 41.2845 | #N/A | #N/A | #N/A | #N/A | #N/A | #N/A | #N/A | #N/A | 41.2845 | #N/A | #N/A
2019-12-20 | 14.4 | 12 | 43.3316 | #N/A | #N/A | #N/A | #N/A | #N/A | #N/A | #N/A | #N/A | 43.3316 | #N/A | #N/A
2018-08-31 | 97.2 | 15 | 40.3916 | #N/A | #N/A | #N/A | #N/A | #N/A | #N/A | #N/A | #N/A | 40.3916 | #N/A | #N/A
2017-01-19 | 100 | 30 | #N/A | 35.5796 | #N/A | #N/A | #N/A | #N/A | #N/A | #N/A | #N/A | 35.5796 | #N/A | #N/A
2021-01-22 | 80 | 15 | #N/A | #N/A | 22.2627 | #N/A | #N/A | #N/A | #N/A | #N/A | #N/A | #N/A | 22.2627 | #N/A
2019-12-18 | 200 | 20 | #N/A | 12.5924 | #N/A | #N/A | #N/A | #N/A | #N/A | #N/A | #N/A | 12.5924 | #N/A | #N/A
2020-08-07 | 53.6 | 20 | #N/A | #N/A | 19.7697 | #N/A | #N/A | #N/A | #N/A | #N/A | #N/A | #N/A | 19.7697 | #N/A
2020-09-17 | 250.7 | 15 | #N/A | #N/A | #N/A | 14.5316 | #N/A | #N/A | #N/A | #N/A | #N/A | #N/A | 14.5316 | #N/A
2020-09-17 | 300.6 | 15 | #N/A | #N/A | #N/A | 15.6232 | #N/A | #N/A | #N/A | #N/A | #N/A | #N/A | 15.6232 | #N/A
2019-01-01 | 46.5 | 15 | 32.6603 | #N/A | #N/A | #N/A | #N/A | #N/A | #N/A | #N/A | #N/A | 32.6603 | #N/A | #N/A
2021-09-01 | 197.4 | 10 | #N/A | #N/A | #N/A | 16.0482 | #N/A | #N/A | #N/A | #N/A | #N/A | #N/A | 16.0482 | #N/A
2018-10-29 | 153.6 | 12 | #N/A | #N/A | #N/A | 14.6321 | #N/A | #N/A | #N/A | #N/A | #N/A | #N/A | 14.6321 | #N/A
2019-02-05 | 104 | 20 | #N/A | 10.1592 | #N/A | #N/A | #N/A | #N/A | #N/A | #N/A | #N/A | 10.1592 | #N/A | #N/A
2020-09-16 | 29.5 | 20 | 32.6629 | #N/A | #N/A | #N/A | #N/A | #N/A | #N/A | #N/A | #N/A | 32.6629 | #N/A | #N/A
2020-11-30 | 33.8 | 20 | 38.0351 | #N/A | #N/A | #N/A | #N/A | #N/A | #N/A | #N/A | #N/A | 38.0351 | #N/A | #N/A
2019-10-02 | 128 | 11 | #N/A | #N/A | #N/A | 12.9804 | #N/A | #N/A | #N/A | #N/A | #N/A | #N/A | 12.9804 | #N/A
2019-10-21 | 302.4 | 20 | #N/A | #N/A | 26.0014 | #N/A | #N/A | #N/A | #N/A | #N/A | #N/A | #N/A | 26.0014 | #N/A
2019-12-13 | 76.5 | 15 | #N/A | #N/A | #N/A | #N/A | #N/A | 29.3047 | #N/A | #N/A | #N/A | #N/A | #N/A | 29.3047
2021-04-21 | 29.9 | 15 | #N/A | 38.5928 | #N/A | #N/A | #N/A | #N/A | #N/A | #N/A | #N/A | 38.5928 | #N/A | #N/A
2021-04-21 | 50 | 15 | #N/A | 41.4919 | #N/A | #N/A | #N/A | #N/A | #N/A | #N/A | #N/A | 41.4919 | #N/A | #N/A
2020-08-25 | 100 | 10 | #N/A | 41.2763 | #N/A | #N/A | #N/A | #N/A | #N/A | #N/A | #N/A | 41.2763 | #N/A | #N/A
2020-08-31 | 225 | 15 | #N/A | 35.7921 | #N/A | #N/A | #N/A | #N/A | #N/A | #N/A | #N/A | 35.7921 | #N/A | #N/A
2021-06-30 | 180 | 15 | #N/A | #N/A | 23.5851 | #N/A | #N/A | #N/A | #N/A | #N/A | #N/A | #N/A | 23.5851 | #N/A
2012-12-04 | 9.1 | 20 | #N/A | #N/A | #N/A | #N/A | #N/A | #N/A | #N/A | 91.7481 | #N/A | #N/A | #N/A | 91.7481
2021-05-21 | 145 | 20 | #N/A | 16.1209 | #N/A | #N/A | #N/A | #N/A | #N/A | #N/A | #N/A | 16.1209 | #N/A | #N/A
2021-02-03 | 350 | 25 | #N/A | 20.4547 | #N/A | #N/A | #N/A | #N/A | #N/A | #N/A | #N/A | 20.4547 | #N/A | #N/A
2022-03-01 | 70 | 15 | #N/A | #N/A | 26.1717 | #N/A | #N/A | #N/A | #N/A | #N/A | #N/A | #N/A | 26.1717 | #N/A
2019-09-18 | 110 | 30 | #N/A | #N/A | 19.9024 | #N/A | #N/A | #N/A | #N/A | #N/A | #N/A | #N/A | 19.9024 | #N/A
2018-10-18 | 106 | 25 | #N/A | #N/A | 16.7688 | #N/A | #N/A | #N/A | #N/A | #N/A | #N/A | #N/A | 16.7688 | #N/A
2020-07-21 | 199.4 | 25 | #N/A | #N/A | 19.8993 | #N/A | #N/A | #N/A | #N/A | #N/A | #N/A | #N/A | 19.8993 | #N/A
2020-05-28 | 201.3 | 20 | #N/A | 41.9995 | #N/A | #N/A | #N/A | #N/A | #N/A | #N/A | #N/A | 41.9995 | #N/A | #N/A
2017-09-01 | 100 | 20 | #N/A | #N/A | #N/A | #N/A | #N/A | #N/A | 58.3963 | #N/A | #N/A | #N/A | #N/A | 58.3963
2018-09-01 | 101.2 | 20 | #N/A | #N/A | #N/A | #N/A | #N/A | #N/A | 59.4459 | #N/A | #N/A | #N/A | #N/A | 59.4459
2018-10-19 | 105.8 | 20 | #N/A | #N/A | #N/A | #N/A | #N/A | #N/A | 62.9387 | #N/A | #N/A | #N/A | #N/A | 62.9387
2019-08-01 | 121.8 | 20 | #N/A | #N/A | #N/A | #N/A | #N/A | #N/A | 58.4551 | #N/A | #N/A | #N/A | #N/A | 58.4551
2019-09-01 | 121.8 | 20 | #N/A | #N/A | #N/A | #N/A | #N/A | #N/A | 56.8598 | #N/A | #N/A | #N/A | #N/A | 56.8598
2019-10-01 | 339.78 | 20 | #N/A | #N/A | #N/A | #N/A | #N/A | #N/A | 52.702 | #N/A | #N/A | #N/A | #N/A | 52.702
2019-11-01 | 112.5 | 20 | #N/A | #N/A | #N/A | #N/A | #N/A | #N/A | 55.9145 | #N/A | #N/A | #N/A | #N/A | 55.9145
2020-08-01 | 77.7 | 20 | #N/A | #N/A | #N/A | #N/A | #N/A | #N/A | 57.0484 | #N/A | #N/A | #N/A | #N/A | 57.0484
2020-09-01 | 147 | 20 | #N/A | #N/A | #N/A | #N/A | #N/A | #N/A | 53.8183 | #N/A | #N/A | #N/A | #N/A | 53.8183
2020-10-01 | 99 | 20 | #N/A | #N/A | #N/A | #N/A | #N/A | #N/A | 55.2367 | #N/A | #N/A | #N/A | #N/A | 55.2367
2021-09-01 | 145 | 20 | #N/A | #N/A | #N/A | #N/A | #N/A | #N/A | 56.2332 | #N/A | #N/A | #N/A | #N/A | 56.2332
2015-11-19 | 131.1 | 15 | 48.2485 | #N/A | #N/A | #N/A | #N/A | #N/A | #N/A | #N/A | #N/A | 48.2485 | #N/A | #N/A
2015-05-29 | 50.4 | 20 | #N/A | #N/A | #N/A | #N/A | #N/A | 57.4581 | #N/A | #N/A | #N/A | #N/A | #N/A | 57.4581
2021-12-16 | 102.2 | 20 | #N/A | 26.5155 | #N/A | #N/A | #N/A | #N/A | #N/A | #N/A | #N/A | 26.5155 | #N/A | #N/A
2021-03-15 | 75 | 15 | #N/A | #N/A | #N/A | #N/A | #N/A | 17.5206 | #N/A | #N/A | #N/A | #N/A | #N/A | 17.5206
2022-06-28 | 200 | 15 | #N/A | #N/A | #N/A | 23.6605 | #N/A | #N/A | #N/A | #N/A | #N/A | #N/A | 23.6605 | #N/A
2022-06-21 | 200 | 20 | #N/A | 17.3749 | #N/A | #N/A | #N/A | #N/A | #N/A | #N/A | #N/A | 17.3749 | #N/A | #N/A
2022-06-23 | 105.66 | 20 | #N/A | 34.7498 | #N/A | #N/A | #N/A | #N/A | #N/A | #N/A | #N/A | 34.7498 | #N/A | #N/A
2021-02-19 | 201.6 | 15 | #N/A | #N/A | 32.9006 | #N/A | #N/A | #N/A | #N/A | #N/A | #N/A | #N/A | 32.9006 | #N/A
2022-10-11 | 643.44 | 15 | #N/A | #N/A | #N/A | 35.037 | #N/A | #N/A | #N/A | #N/A | #N/A | #N/A | 35.037 | #N/A
2022-10-23 | 102.84 | 30 | #N/A | 28.9216 | #N/A | #N/A | #N/A | #N/A | #N/A | #N/A | #N/A | 28.9216 | #N/A | #N/A
2022-10-21 | 200.22 | 26 | #N/A | #N/A | #N/A | 19.5527 | #N/A | #N/A | #N/A | #N/A | #N/A | #N/A | 19.5527 | #N/A
2018-10-19 | 95.25 | 15 | 37.1734 | #N/A | #N/A | #N/A | #N/A | #N/A | #N/A | #N/A | #N/A | 37.1734 | #N/A | #N/A
2020-10-15 | 105.5 | 15 | #N/A | #N/A | #N/A | #N/A | #N/A | 27.3972 | #N/A | #N/A | #N/A | #N/A | #N/A | 27.3972

## Wind PPAs by Plant_Nominal
Levelized wind PPA prices by PPA execution date and region (full sample) | [10 empty] | Levelized wind PPA prices by PPA execution date and region (recent sample) | [6 empty] | Levelized wind PPA prices by PPA execution date and consolidated region (full sample) | Levelized wind PPA prices by PPA execution date and consolidated region (recent sample) | Levelized wind PPA prices by PPA execution date and region (partial sample) |  |  | Levelized wind PPA prices by PPA execution date and consolidated region (partial sample)
[20 empty] | Comparison of average LBNL and LevelTen prices |  |  | Comparison of average LBNL and LevelTen prices
Note: Size of bubble reflects contract capacity. Smallest bubble sizes reflect smallest-volume PPAs (<5 MW), whereas largest reflect largest-volume PPAs (>500 MW).
Source: Berkeley Lab, FERC | [19 empty] | Note: Size of bubble reflects contract capacity. Note: Smallest bubble sizes reflect smallest-volume PPAs (<5 MW), whereas largest reflect largest-volume PPAs (>500 MW) |  |  | Note: Size of bubble reflects contract capacity.
[20 empty] | Source: Berkeley Lab, FERC, LevelTen |  |  | Source: Berkeley Lab, FERC, LevelTen
PPA Execution Date | Capacity (MW) | Term (years) | CAISO | West (non-ISO) | MISO | SPP | ERCOT | PJM | NYISO | ISO-NE | Southeast (non-ISO) | West | Central | East | Note: West = CAISO, West (non-ISO); Central = MISO, SPP, ERCOT; East = PJM, NYISO, ISO-NE, Southeast (non-ISO)
1996-09-06 | 107.25 | 30 | #N/A | #N/A | 30.0928 | #N/A | #N/A | #N/A | #N/A | #N/A | #N/A | #N/A | 30.0928 | #N/A |  | 107.25 | 0 | 0 |  |  | LBNL | LevelTen
1996-11-27 | 25.08 | 30 | #N/A | 57.1318 | #N/A | #N/A | #N/A | #N/A | #N/A | #N/A | #N/A | 57.1318 | #N/A | #N/A |  | 25.08 | 0 | 0 |  |  | Nominal | Nominal
1998-09-21 | 1.98 | 15 | #N/A | #N/A | 34.7 | #N/A | #N/A | #N/A | #N/A | #N/A | #N/A | #N/A | 34.7 | #N/A |  | 1.98 | 0 | 0 |  |  | $/MWh | $/MWh
1998-04-09 | 103.5 | 25 | #N/A | #N/A | 30.9674 | #N/A | #N/A | #N/A | #N/A | #N/A | #N/A | #N/A | 30.9674 | #N/A |  | 103.5 | 0 | 0 |  | 2009 | 75.7969 | #N/A
2002-10-02 | 16.5 | 15 | 52.6 | #N/A | #N/A | #N/A | #N/A | #N/A | #N/A | #N/A | #N/A | 52.6 | #N/A | #N/A |  | 16.5 | 0 | 0 |  | 2010 | 67.8027 | #N/A
1998-02-27 | 41.25 | 25 | #N/A | #N/A | 42.7157 | #N/A | #N/A | #N/A | #N/A | #N/A | #N/A | #N/A | 42.7157 | #N/A |  | 41.25 | 0 | 0 |  | 2011 | 52.9635 | #N/A
1997-03-11 | 108.75 | 20 | #N/A | #N/A | 42.389 | #N/A | #N/A | #N/A | #N/A | #N/A | #N/A | #N/A | 42.389 | #N/A |  | 108.75 | 0 | 0 |  | 2012 | 42.1054 | #N/A
1997-07-16 | 70.5 | 19 | #N/A | #N/A | 49.8433 | #N/A | #N/A | #N/A | #N/A | #N/A | #N/A | #N/A | 49.8433 | #N/A |  | 70.5 | 0 | 0 |  | 2013 | 30.7889 | #N/A
1997-05-14 | 9 | 33 | #N/A | #N/A | 46.3812 | #N/A | #N/A | #N/A | #N/A | #N/A | #N/A | #N/A | 46.3812 | #N/A |  | 9 | 0 | 0 |  | 2014 | 29.3073 | #N/A
1999-08-31 | 74.9 | 20 | #N/A | #N/A | #N/A | #N/A | 27.8353 | #N/A | #N/A | #N/A | #N/A | #N/A | 27.8353 | #N/A |  | 74.9 | 0 | 0 |  | 2015 | 35.972 | #N/A
2000-05-10 | 16.8 | 20 | #N/A | 37.572 | #N/A | #N/A | #N/A | #N/A | #N/A | #N/A | #N/A | 37.572 | #N/A | #N/A |  | 16.8 | 0 | 0 |  | 2016 | 30.1321 | #N/A
1999-11-12 | 10.4 | 12 | #N/A | #N/A | #N/A | #N/A | #N/A | 149.5 | #N/A | #N/A | #N/A | #N/A | #N/A | 149.5 |  | 10.4 | 0 | 0 |  | 2017 | 24.6522 | #N/A
2001-04-17 | 25.5 | 25 | #N/A | #N/A | 86.808 | #N/A | #N/A | #N/A | #N/A | #N/A | #N/A | #N/A | 86.808 | #N/A |  | 25.5 | 0 | 0 |  | 2018 | 22.7941 | 23.7
2001-04-18 | 4.5 | 20 | #N/A | #N/A | 73.1982 | #N/A | #N/A | #N/A | #N/A | #N/A | #N/A | #N/A | 73.1982 | #N/A |  | 4.5 | 0 | 0 |  | 2019 | 32.4641 | 25.125
2000-09-21 | 29.7 | 15 | #N/A | 40.4783 | #N/A | #N/A | #N/A | #N/A | #N/A | #N/A | #N/A | 40.4783 | #N/A | #N/A |  | 29.7 | 0 | 0 |  | 2020 | 34.5362 | 21.95
2001-03-13 | 112.2 | 15 | #N/A | #N/A | #N/A | 25 | #N/A | #N/A | #N/A | #N/A | #N/A | #N/A | 25 | #N/A |  | 112.2 | 0 | 0 |  | 2021 | 30.3755 | 25.775
2002-03-30 | 15 | 20 | #N/A | #N/A | #N/A | #N/A | #N/A | 43.3007 | #N/A | #N/A | #N/A | #N/A | #N/A | 43.3007 |  | 15 | 0 | 0 |  | 2022 | 32.7214 | 35.3775
2001-12-20 | 9 | 20 | #N/A | #N/A | #N/A | #N/A | #N/A | 43.3007 | #N/A | #N/A | #N/A | #N/A | #N/A | 43.3007 |  | 9 | 0 | 0 |  | 2023 |  | 41.3425
2001-01-22 | 50 | 20 | #N/A | 35.48 | #N/A | #N/A | #N/A | #N/A | #N/A | #N/A | #N/A | 35.48 | #N/A | #N/A |  | 50 | 0 | 0
2001-12-21 | 80 | 15 | #N/A | #N/A | #N/A | 24.8249 | #N/A | #N/A | #N/A | #N/A | #N/A | #N/A | 24.8249 | #N/A |  | 80 | 0 | 0
2001-11-07 | 49.8 | 20 | #N/A | 65.8327 | #N/A | #N/A | #N/A | #N/A | #N/A | #N/A | #N/A | 65.8327 | #N/A | #N/A |  | 49.8 | 0 | 0
2003-01-10 | 24 | 20 | #N/A | 36.7669 | #N/A | #N/A | #N/A | #N/A | #N/A | #N/A | #N/A | 36.7669 | #N/A | #N/A |  | 24 | 0 | 0
2000-11-30 | 299.64 | 25 | #N/A | 28.531 | #N/A | #N/A | #N/A | #N/A | #N/A | #N/A | #N/A | 28.531 | #N/A | #N/A |  | 299.64 | 0 | 0
2002-09-27 | 56.76 | 25 | #N/A | #N/A | 24.2737 | #N/A | #N/A | #N/A | #N/A | #N/A | #N/A | #N/A | 24.2737 | #N/A |  | 56.76 | 0 | 0
2002-09-19 | 5.94 | 20 | #N/A | #N/A | 27.5 | #N/A | #N/A | #N/A | #N/A | #N/A | #N/A | #N/A | 27.5 | #N/A |  | 5.94 | 0 | 0
2002-10-14 | 11.22 | 20 | #N/A | #N/A | 27.5 | #N/A | #N/A | #N/A | #N/A | #N/A | #N/A | #N/A | 27.5 | #N/A |  | 11.22 | 0 | 0
2004-04-07 | 3.3 | 20 | #N/A | #N/A | 27.75 | #N/A | #N/A | #N/A | #N/A | #N/A | #N/A | #N/A | 27.75 | #N/A |  | 3.3 | 0 | 0
2007-06-06 | 20.46 | 10 | #N/A | #N/A | 49.6511 | #N/A | #N/A | #N/A | #N/A | #N/A | #N/A | #N/A | 49.6511 | #N/A |  | 20.46 | 0 | 0
2001-12-20 | 66 | 20 | #N/A | #N/A | #N/A | #N/A | #N/A | 43.0844 | #N/A | #N/A | #N/A | #N/A | #N/A | 43.0844 |  | 66 | 0 | 0
2002-10-07 | 162 | 25 | 37.7775 | #N/A | #N/A | #N/A | #N/A | #N/A | #N/A | #N/A | #N/A | 37.7775 | #N/A | #N/A |  | 162 | 0 | 0
2002-10-21 | 204 | 25 | #N/A | 27.25 | #N/A | #N/A | #N/A | #N/A | #N/A | #N/A | #N/A | 27.25 | #N/A | #N/A |  | 204 | 0 | 0
2003-06-06 | 51 | 15 | #N/A | #N/A | #N/A | 24.68 | #N/A | #N/A | #N/A | #N/A | #N/A | #N/A | 24.68 | #N/A |  | 51 | 0 | 0
2003-03-27 | 51 | 25 | #N/A | #N/A | #N/A | 18.3832 | #N/A | #N/A | #N/A | #N/A | #N/A | #N/A | 18.3832 | #N/A |  | 51 | 0 | 0
2002-11-25 | 43.5 | 15 | #N/A | #N/A | 24.742 | #N/A | #N/A | #N/A | #N/A | #N/A | #N/A | #N/A | 24.742 | #N/A |  | 43.5 | 0 | 0
2002-09-13 | 40.5 | 25 | #N/A | #N/A | 21.0197 | #N/A | #N/A | #N/A | #N/A | #N/A | #N/A | #N/A | 21.0197 | #N/A |  | 40.5 | 0 | 0
2002-09-13 | 21 | 25 | #N/A | #N/A | 29.9 | #N/A | #N/A | #N/A | #N/A | #N/A | #N/A | #N/A | 29.9 | #N/A |  | 21 | 0 | 0
2002-09-13 | 40.5 | 25 | #N/A | 23.1304 | #N/A | #N/A | #N/A | #N/A | #N/A | #N/A | #N/A | 23.1304 | #N/A | #N/A |  | 40.5 | 0 | 0
2002-10-31 | 22.44 | 15 | 49.15 | #N/A | #N/A | #N/A | #N/A | #N/A | #N/A | #N/A | #N/A | 49.15 | #N/A | #N/A |  | 22.44 | 0 | 0
2002-04-23 | 85.5 | 20 | #N/A | #N/A | 25.8347 | #N/A | #N/A | #N/A | #N/A | #N/A | #N/A | #N/A | 25.8347 | #N/A |  | 85.5 | 0 | 0
2003-01-21 | 74.25 | 20 | #N/A | #N/A | #N/A | 23.7966 | #N/A | #N/A | #N/A | #N/A | #N/A | #N/A | 23.7966 | #N/A |  | 74.25 | 0 | 0
2003-04-21 | 30 | 20 | #N/A | #N/A | #N/A | #N/A | #N/A | 39.6 | #N/A | #N/A | #N/A | #N/A | #N/A | 39.6 |  | 30 | 0 | 0
2001-04-25 | 64.5 | 20 | #N/A | #N/A | #N/A | #N/A | #N/A | 45.941 | #N/A | #N/A | #N/A | #N/A | #N/A | 45.941 |  | 64.5 | 0 | 0
2001-12-31 | 51 | 15 | #N/A | #N/A | 29.75 | #N/A | #N/A | #N/A | #N/A | #N/A | #N/A | #N/A | 29.75 | #N/A |  | 51 | 0 | 0
2003-05-28 | 144 | 25 | #N/A | 42.0261 | #N/A | #N/A | #N/A | #N/A | #N/A | #N/A | #N/A | 42.0261 | #N/A | #N/A |  | 144 | 0 | 0
2004-10-06 | 20.46 | 11.5 | 44.5937 | #N/A | #N/A | #N/A | #N/A | #N/A | #N/A | #N/A | #N/A | 44.5937 | #N/A | #N/A |  | 20.46 | 0 | 0
2002-12-20 | 27 | 20 | #N/A | #N/A | #N/A | #N/A | #N/A | #N/A | #N/A | #N/A | 72.1161 | #N/A | #N/A | 72.1161 |  | 27 | 0 | 0
2004-07-08 | 80 | 20 | #N/A | #N/A | #N/A | 28.7483 | #N/A | #N/A | #N/A | #N/A | #N/A | #N/A | 28.7483 | #N/A |  | 80 | 0 | 0
2002-10-30 | 60 | 15 | 49.2 | #N/A | #N/A | #N/A | #N/A | #N/A | #N/A | #N/A | #N/A | 49.2 | #N/A | #N/A |  | 60 | 0 | 0
2004-09-09 | 10.5 | 20 | #N/A | 56.6785 | #N/A | #N/A | #N/A | #N/A | #N/A | #N/A | #N/A | 56.6785 | #N/A | #N/A |  | 10.5 | 0 | 0
2005-04-08 | 147 | 20 | #N/A | #N/A | #N/A | 25.5092 | #N/A | #N/A | #N/A | #N/A | #N/A | #N/A | 25.5092 | #N/A |  | 147 | 0 | 0
2004-12-08 | 75 | 30 | #N/A | 45.6615 | #N/A | #N/A | #N/A | #N/A | #N/A | #N/A | #N/A | 45.6615 | #N/A | #N/A |  | 75 | 0 | 0
2004-05-31 | 50 | 20 | 51.2599 | #N/A | #N/A | #N/A | #N/A | #N/A | #N/A | #N/A | #N/A | 51.2599 | #N/A | #N/A |  | 50 | 0 | 0
2004-05-30 | 100.5 | 15 | #N/A | #N/A | 24.84 | #N/A | #N/A | #N/A | #N/A | #N/A | #N/A | #N/A | 24.84 | #N/A |  | 100.5 | 0 | 0
2005-02-28 | 120 | 20 | #N/A | #N/A | #N/A | 29.2385 | #N/A | #N/A | #N/A | #N/A | #N/A | #N/A | 29.2385 | #N/A |  | 120 | 0 | 0
2005-06-16 | 49.5 | 25 | #N/A | #N/A | 28.3068 | #N/A | #N/A | #N/A | #N/A | #N/A | #N/A | #N/A | 28.3068 | #N/A |  | 49.5 | 0 | 0
2005-04-01 | 64.5 | 20 | #N/A | 57.1057 | #N/A | #N/A | #N/A | #N/A | #N/A | #N/A | #N/A | 57.1057 | #N/A | #N/A |  | 64.5 | 0 | 0
2005-01-26 | 151.2 | 10 | #N/A | #N/A | #N/A | 27.5379 | #N/A | #N/A | #N/A | #N/A | #N/A | #N/A | 27.5379 | #N/A |  | 151.2 | 0 | 0
2005-02-28 | 60 | 20 | #N/A | 37.79 | #N/A | #N/A | #N/A | #N/A | #N/A | #N/A | #N/A | 37.79 | #N/A | #N/A |  | 60 | 0 | 0
2003-11-13 | 10 | 20 | #N/A | #N/A | 33 | #N/A | #N/A | #N/A | #N/A | #N/A | #N/A | #N/A | 33 | #N/A |  | 10 | 0 | 0
2006-05-24 | 50 | 15 | 60.05 | #N/A | #N/A | #N/A | #N/A | #N/A | #N/A | #N/A | #N/A | 60.05 | #N/A | #N/A |  | 50 | 0 | 0
2005-10-11 | 25 | 15 | 62.95 | #N/A | #N/A | #N/A | #N/A | #N/A | #N/A | #N/A | #N/A | 62.95 | #N/A | #N/A |  | 25 | 0 | 0
2005-06-15 | 75 | 15 | 56.62 | #N/A | #N/A | #N/A | #N/A | #N/A | #N/A | #N/A | #N/A | 56.62 | #N/A | #N/A |  | 75 | 0 | 0
2004-01-06 | 9 | 20 | #N/A | 57.5587 | #N/A | #N/A | #N/A | #N/A | #N/A | #N/A | #N/A | 57.5587 | #N/A | #N/A |  | 9 | 0 | 0
2005-04-01 | 38 | 10 | 57.4 | #N/A | #N/A | #N/A | #N/A | #N/A | #N/A | #N/A | #N/A | 57.4 | #N/A | #N/A |  | 38 | 0 | 0
2006-02-01 | 199.5 | 20 | #N/A | 62.5 | #N/A | #N/A | #N/A | #N/A | #N/A | #N/A | #N/A | 62.5 | #N/A | #N/A |  | 199.5 | 0 | 0
2005-11-18 | 98.9 | 20 | #N/A | #N/A | 40.6513 | #N/A | #N/A | #N/A | #N/A | #N/A | #N/A | #N/A | 40.6513 | #N/A |  | 98.9 | 0 | 0
2005-05-27 | 50.6 | 25 | #N/A | #N/A | 29.5 | #N/A | #N/A | #N/A | #N/A | #N/A | #N/A | #N/A | 29.5 | #N/A |  | 50.6 | 0 | 0
2006-12-28 | 48 | 25 | #N/A | #N/A | 41 | #N/A | #N/A | #N/A | #N/A | #N/A | #N/A | #N/A | 41 | #N/A |  | 48 | 0 | 0
2006-09-12 | 26 | 20 | #N/A | #N/A | #N/A | #N/A | #N/A | 64 | #N/A | #N/A | #N/A | #N/A | #N/A | 64 |  | 26 | 0 | 0
2005-11-08 | 161 | 20 | #N/A | #N/A | #N/A | 36.888 | #N/A | #N/A | #N/A | #N/A | #N/A | #N/A | 36.888 | #N/A |  | 161 | 0 | 0
2007-08-29 | 99 | 10 | #N/A | #N/A | #N/A | #N/A | #N/A | 59 | #N/A | #N/A | #N/A | #N/A | #N/A | 59 |  | 99 | 0 | 0
2006-03-21 | 80 | 23 | #N/A | #N/A | #N/A | #N/A | #N/A | 65 | #N/A | #N/A | #N/A | #N/A | #N/A | 65 |  | 80 | 0 | 0
2005-12-30 | 56.7 | 20 | #N/A | #N/A | #N/A | #N/A | #N/A | #N/A | #N/A | #N/A | 42.71 | #N/A | #N/A | 42.71 |  | 56.7 | 0 | 0
2006-07-31 | 199.5 | 25 | #N/A | 48.1756 | #N/A | #N/A | #N/A | #N/A | #N/A | #N/A | #N/A | 48.1756 | #N/A | #N/A |  | 199.5 | 0 | 0
2006-01-16 | 201 | 20 | #N/A | 46.684 | #N/A | #N/A | #N/A | #N/A | #N/A | #N/A | #N/A | 46.684 | #N/A | #N/A |  | 201 | 0 | 0
2006-06-30 | 300.5 | 20 | #N/A | 48.75 | #N/A | #N/A | #N/A | #N/A | #N/A | #N/A | #N/A | 48.75 | #N/A | #N/A |  | 300.5 | 0 | 0
2007-10-05 | 50 | 20 | #N/A | 65.4 | #N/A | #N/A | #N/A | #N/A | #N/A | #N/A | #N/A | 65.4 | #N/A | #N/A |  | 50 | 0 | 0
2007-06-26 | 99 | 15 | #N/A | 58.5 | #N/A | #N/A | #N/A | #N/A | #N/A | #N/A | #N/A | 58.5 | #N/A | #N/A |  | 99 | 0 | 0
2008-08-11 | 76.5 | 10 | #N/A | 75 | #N/A | #N/A | #N/A | #N/A | #N/A | #N/A | #N/A | 75 | #N/A | #N/A |  | 76.5 | 0 | 0
2010-06-03 | 100 | 30 | #N/A | #N/A | #N/A | 52.503 | #N/A | #N/A | #N/A | #N/A | #N/A | #N/A | 52.503 | #N/A |  | 100 | 0 | 0
2007-02-16 | 52.8 | 20 | #N/A | #N/A | 63.7269 | #N/A | #N/A | #N/A | #N/A | #N/A | #N/A | #N/A | 63.7269 | #N/A |  | 52.8 | 0 | 0
2005-10-12 | 205.5 | 25 | #N/A | #N/A | 46.2806 | #N/A | #N/A | #N/A | #N/A | #N/A | #N/A | #N/A | 46.2806 | #N/A |  | 205.5 | 0 | 0
2005-12-29 | 150 | 15 | #N/A | #N/A | 39 | #N/A | #N/A | #N/A | #N/A | #N/A | #N/A | #N/A | 39 | #N/A |  | 150 | 0 | 0
2006-10-27 | 100.65 | 20 | #N/A | #N/A | 45 | #N/A | #N/A | #N/A | #N/A | #N/A | #N/A | #N/A | 45 | #N/A |  | 100.65 | 0 | 0
2006-12-15 | 100.65 | 20 | #N/A | 61.2742 | #N/A | #N/A | #N/A | #N/A | #N/A | #N/A | #N/A | 61.2742 | #N/A | #N/A |  | 100.65 | 0 | 0
2007-09-17 | 75 | 20 | #N/A | #N/A | #N/A | #N/A | #N/A | 59.2385 | #N/A | #N/A | #N/A | #N/A | #N/A | 59.2385 |  | 75 | 0 | 0
2007-12-31 | 99 | 25 | #N/A | #N/A | 39.22 | #N/A | #N/A | #N/A | #N/A | #N/A | #N/A | #N/A | 39.22 | #N/A |  | 99 | 0 | 0
2008-09-24 | 40.5 | 25 | #N/A | #N/A | 44 | #N/A | #N/A | #N/A | #N/A | #N/A | #N/A | #N/A | 44 | #N/A |  | 40.5 | 0 | 0
2007-12-31 | 19.5 | 25 | #N/A | #N/A | 39.22 | #N/A | #N/A | #N/A | #N/A | #N/A | #N/A | #N/A | 39.22 | #N/A |  | 19.5 | 0 | 0
2006-08-24 | 94.5 | 25 | #N/A | #N/A | #N/A | 28.8371 | #N/A | #N/A | #N/A | #N/A | #N/A | #N/A | 28.8371 | #N/A |  | 94.5 | 0 | 0
2006-03-15 | 50.4 | 20 | #N/A | #N/A | #N/A | #N/A | #N/A | #N/A | #N/A | #N/A | 44 | #N/A | #N/A | 44 |  | 50.4 | 0 | 0
2006-08-31 | 50 | 20 | #N/A | #N/A | 47.2486 | #N/A | #N/A | #N/A | #N/A | #N/A | #N/A | #N/A | 47.2486 | #N/A |  | 50 | 0 | 0
2007-04-23 | 30 | 20 | #N/A | #N/A | 58.9609 | #N/A | #N/A | #N/A | #N/A | #N/A | #N/A | #N/A | 58.9609 | #N/A |  | 30 | 0 | 0
2007-02-23 | 50.4 | 20 | #N/A | #N/A | #N/A | 42.4 | #N/A | #N/A | #N/A | #N/A | #N/A | #N/A | 42.4 | #N/A |  | 50.4 | 0 | 0
2007-02-28 | 25.2 | 20 | #N/A | #N/A | #N/A | 43.8 | #N/A | #N/A | #N/A | #N/A | #N/A | #N/A | 43.8 | #N/A |  | 25.2 | 0 | 0
2006-02-21 | 25.2 | 20 | #N/A | #N/A | #N/A | 43.2 | #N/A | #N/A | #N/A | #N/A | #N/A | #N/A | 43.2 | #N/A |  | 25.2 | 0 | 0
2006-08-16 | 45 | 20 | 69.0588 | #N/A | #N/A | #N/A | #N/A | #N/A | #N/A | #N/A | #N/A | 69.0588 | #N/A | #N/A |  | 45 | 0 | 0
2006-09-27 | 50.4 | 20 | #N/A | #N/A | #N/A | #N/A | #N/A | #N/A | #N/A | #N/A | 45 | #N/A | #N/A | 45 |  | 50.4 | 0 | 0
2006-09-01 | 100.5 | 20 | #N/A | #N/A | 56.4391 | #N/A | #N/A | #N/A | #N/A | #N/A | #N/A | #N/A | 56.4391 | #N/A |  | 100.5 | 0 | 0
2007-07-02 | 30 | 20 | #N/A | #N/A | 60.2121 | #N/A | #N/A | #N/A | #N/A | #N/A | #N/A | #N/A | 60.2121 | #N/A |  | 30 | 0 | 0
2006-12-11 | 29.4 | 10 | #N/A | #N/A | #N/A | #N/A | #N/A | 64 | #N/A | #N/A | #N/A | #N/A | #N/A | 64 |  | 29.4 | 0 | 0
2004-07-02 | 16.5 | 20 | #N/A | #N/A | 67.323 | #N/A | #N/A | #N/A | #N/A | #N/A | #N/A | #N/A | 67.323 | #N/A |  | 16.5 | 0 | 0
2004-11-19 | 27.5 | 20 | #N/A | #N/A | 67.323 | #N/A | #N/A | #N/A | #N/A | #N/A | #N/A | #N/A | 67.323 | #N/A |  | 27.5 | 0 | 0
2004-07-02 | 27.5 | 20 | #N/A | #N/A | 67.323 | #N/A | #N/A | #N/A | #N/A | #N/A | #N/A | #N/A | 67.323 | #N/A |  | 27.5 | 0 | 0
2007-02-20 | 57.5 | 20 | #N/A | #N/A | 74.9572 | #N/A | #N/A | #N/A | #N/A | #N/A | #N/A | #N/A | 74.9572 | #N/A |  | 57.5 | 0 | 0
2009-08-01 | 100 | 25 | #N/A | #N/A | 64.4173 | #N/A | #N/A | #N/A | #N/A | #N/A | #N/A | #N/A | 64.4173 | #N/A |  | 100 | 0 | 0
2006-07-31 | 50 | 20 | #N/A | #N/A | 36.1802 | #N/A | #N/A | #N/A | #N/A | #N/A | #N/A | #N/A | 36.1802 | #N/A |  | 50 | 0 | 0
2006-07-14 | 60.9 | 20 | #N/A | 55.5047 | #N/A | #N/A | #N/A | #N/A | #N/A | #N/A | #N/A | 55.5047 | #N/A | #N/A |  | 60.9 | 0 | 0
2006-10-26 | 79.8 | 25 | #N/A | 63.7782 | #N/A | #N/A | #N/A | #N/A | #N/A | #N/A | #N/A | 63.7782 | #N/A | #N/A |  | 79.8 | 0 | 0
2006-11-22 | 29.4 | 20 | #N/A | 46.9678 | #N/A | #N/A | #N/A | #N/A | #N/A | #N/A | #N/A | 46.9678 | #N/A | #N/A |  | 29.4 | 0 | 0
2008-12-02 | 100 | 10 | #N/A | #N/A | 51.6372 | #N/A | #N/A | #N/A | #N/A | #N/A | #N/A | #N/A | 51.6372 | #N/A |  | 100 | 0 | 0
2008-10-07 | 50 | 10 | #N/A | #N/A | 61.119 | #N/A | #N/A | #N/A | #N/A | #N/A | #N/A | #N/A | 61.119 | #N/A |  | 50 | 0 | 0
2008-10-08 | 50 | 10 | #N/A | #N/A | 62.3351 | #N/A | #N/A | #N/A | #N/A | #N/A | #N/A | #N/A | 62.3351 | #N/A |  | 50 | 0 | 0
2008-11-21 | 150 | 10.5 | #N/A | #N/A | 54.0461 | #N/A | #N/A | #N/A | #N/A | #N/A | #N/A | #N/A | 54.0461 | #N/A |  | 150 | 0 | 0
2008-06-12 | 4.5 | 15 | #N/A | #N/A | #N/A | #N/A | #N/A | #N/A | #N/A | 126 | #N/A | #N/A | #N/A | 126 |  | 4.5 | 0 | 0
2007-12-03 | 99 | 18 | #N/A | #N/A | 48.25 | #N/A | #N/A | #N/A | #N/A | #N/A | #N/A | #N/A | 48.25 | #N/A |  | 99 | 0 | 0
2008-06-12 | 99 | 25 | #N/A | #N/A | 44.45 | #N/A | #N/A | #N/A | #N/A | #N/A | #N/A | #N/A | 44.45 | #N/A |  | 99 | 0 | 0
2009-04-01 | 49.5 | 25 | #N/A | #N/A | 49.95 | #N/A | #N/A | #N/A | #N/A | #N/A | #N/A | #N/A | 49.95 | #N/A |  | 49.5 | 0 | 0
2007-06-19 | 105 | 20 | #N/A | #N/A | #N/A | 39 | #N/A | #N/A | #N/A | #N/A | #N/A | #N/A | 39 | #N/A |  | 105 | 0 | 0
2007-09-25 | 96 | 20 | #N/A | #N/A | #N/A | 45.5 | #N/A | #N/A | #N/A | #N/A | #N/A | #N/A | 45.5 | #N/A |  | 96 | 0 | 0
2007-11-01 | 24 | 20 | #N/A | #N/A | #N/A | 43.4 | #N/A | #N/A | #N/A | #N/A | #N/A | #N/A | 43.4 | #N/A |  | 24 | 0 | 0
2007-11-01 | 24 | 20 | #N/A | #N/A | #N/A | 43.4 | #N/A | #N/A | #N/A | #N/A | #N/A | #N/A | 43.4 | #N/A |  | 24 | 0 | 0
2008-08-14 | 15 | 20 | #N/A | #N/A | #N/A | 45 | #N/A | #N/A | #N/A | #N/A | #N/A | #N/A | 45 | #N/A |  | 15 | 0 | 0
2008-08-15 | 50 | 20 | #N/A | #N/A | #N/A | 44.45 | #N/A | #N/A | #N/A | #N/A | #N/A | #N/A | 44.45 | #N/A |  | 50 | 0 | 0
2008-04-03 | 100.5 | 20 | #N/A | #N/A | 68.3414 | #N/A | #N/A | #N/A | #N/A | #N/A | #N/A | #N/A | 68.3414 | #N/A |  | 100.5 | 0 | 0
2008-05-28 | 102.9 | 15 | #N/A | 76.75 | #N/A | #N/A | #N/A | #N/A | #N/A | #N/A | #N/A | 76.75 | #N/A | #N/A |  | 102.9 | 0 | 0
2008-12-22 | 79.5 | 20 | #N/A | #N/A | #N/A | 58.0453 | #N/A | #N/A | #N/A | #N/A | #N/A | #N/A | 58.0453 | #N/A |  | 79.5 | 0 | 0
2008-04-30 | 54 | 20 | #N/A | #N/A | 63.8955 | #N/A | #N/A | #N/A | #N/A | #N/A | #N/A | #N/A | 63.8955 | #N/A |  | 54 | 0 | 0
2008-01-16 | 200.8667 | 20 | #N/A | #N/A | #N/A | #N/A | #N/A | 72.8291 | #N/A | #N/A | #N/A | #N/A | #N/A | 72.8291 |  | 200.8667 | 0 | 0
2007-08-03 | 100.4333 | 20 | #N/A | #N/A | #N/A | #N/A | #N/A | 66.3457 | #N/A | #N/A | #N/A | #N/A | #N/A | 66.3457 |  | 100.4333 | 0 | 0
2009-02-19 | 49.5 | 20 | #N/A | #N/A | #N/A | #N/A | #N/A | 90.5232 | #N/A | #N/A | #N/A | #N/A | #N/A | 90.5232 |  | 49.5 | 0 | 0
2009-02-05 | 150 | 20 | #N/A | #N/A | #N/A | #N/A | #N/A | 89.798 | #N/A | #N/A | #N/A | #N/A | #N/A | 89.798 |  | 150 | 0 | 0
2008-10-17 | 99 | 20 | #N/A | #N/A | #N/A | #N/A | #N/A | 66.4311 | #N/A | #N/A | #N/A | #N/A | #N/A | 66.4311 |  | 99 | 0 | 0
2008-02-27 | 81 | 20 | #N/A | #N/A | #N/A | 56.0899 | #N/A | #N/A | #N/A | #N/A | #N/A | #N/A | 56.0899 | #N/A |  | 81 | 0 | 0
2007-02-22 | 51 | 20 | #N/A | #N/A | #N/A | 48.8505 | #N/A | #N/A | #N/A | #N/A | #N/A | #N/A | 48.8505 | #N/A |  | 51 | 0 | 0
2007-08-17 | 150 | 20 | 86.9 | #N/A | #N/A | #N/A | #N/A | #N/A | #N/A | #N/A | #N/A | 86.9 | #N/A | #N/A |  | 150 | 0 | 0
2009-06-30 | 70 | 23.5 | #N/A | #N/A | #N/A | #N/A | #N/A | 72.1224 | #N/A | #N/A | #N/A | #N/A | #N/A | 72.1224 |  | 70 | 0 | 0
2009-07-30 | 69 | 25 | #N/A | #N/A | 54.5 | #N/A | #N/A | #N/A | #N/A | #N/A | #N/A | #N/A | 54.5 | #N/A |  | 69 | 0 | 0
2010-04-23 | 51 | 30 | #N/A | #N/A | 52.0292 | #N/A | #N/A | #N/A | #N/A | #N/A | #N/A | #N/A | 52.0292 | #N/A |  | 51 | 0 | 0
2009-02-02 | 99 | 20 | #N/A | #N/A | #N/A | 50.2383 | #N/A | #N/A | #N/A | #N/A | #N/A | #N/A | 50.2383 | #N/A |  | 99 | 0 | 0
2009-01-30 | 98.9 | 20 | #N/A | #N/A | #N/A | 60.5107 | #N/A | #N/A | #N/A | #N/A | #N/A | #N/A | 60.5107 | #N/A |  | 98.9 | 0 | 0
2008-07-23 | 63 | 20 | #N/A | 90.9901 | #N/A | #N/A | #N/A | #N/A | #N/A | #N/A | #N/A | 90.9901 | #N/A | #N/A |  | 63 | 0 | 0
2007-09-25 | 50 | 20 | #N/A | #N/A | #N/A | 40.45 | #N/A | #N/A | #N/A | #N/A | #N/A | #N/A | 40.45 | #N/A |  | 50 | 0 | 0
2009-09-08 | 36 | 20 | #N/A | #N/A | 53.7601 | #N/A | #N/A | #N/A | #N/A | #N/A | #N/A | #N/A | 53.7601 | #N/A |  | 36 | 0 | 0
2010-06-30 | 114 | 20 | #N/A | #N/A | 54.4833 | #N/A | #N/A | #N/A | #N/A | #N/A | #N/A | #N/A | 54.4833 | #N/A |  | 114 | 0 | 0
2009-12-28 | 70 | 20 | #N/A | #N/A | #N/A | #N/A | #N/A | 71.8365 | #N/A | #N/A | #N/A | #N/A | #N/A | 71.8365 |  | 70 | 0 | 0
2008-03-25 | 106 | 20 | #N/A | #N/A | 78.4703 | #N/A | #N/A | #N/A | #N/A | #N/A | #N/A | #N/A | 78.4703 | #N/A |  | 106 | 0 | 0
2008-09-22 | 49.5 | 10 | #N/A | #N/A | 57 | #N/A | #N/A | #N/A | #N/A | #N/A | #N/A | #N/A | 57 | #N/A |  | 49.5 | 0 | 0
2008-12-22 | 151.8 | 25 | #N/A | 59.3345 | #N/A | #N/A | #N/A | #N/A | #N/A | #N/A | #N/A | 59.3345 | #N/A | #N/A |  | 151.8 | 0 | 0
2009-04-30 | 22.5 | 20 | #N/A | 61.3259 | #N/A | #N/A | #N/A | #N/A | #N/A | #N/A | #N/A | 61.3259 | #N/A | #N/A |  | 22.5 | 0 | 0
2006-12-20 | 21 | 20 | #N/A | 65.3665 | #N/A | #N/A | #N/A | #N/A | #N/A | #N/A | #N/A | 65.3665 | #N/A | #N/A |  | 21 | 0 | 0
2006-12-20 | 21 | 20 | #N/A | 65.3667 | #N/A | #N/A | #N/A | #N/A | #N/A | #N/A | #N/A | 65.3667 | #N/A | #N/A |  | 21 | 0 | 0
2008-12-12 | 49.5 | 25 | #N/A | #N/A | 53.9504 | #N/A | #N/A | #N/A | #N/A | #N/A | #N/A | #N/A | 53.9504 | #N/A |  | 49.5 | 0 | 0
2009-03-24 | 63 | 20 | #N/A | 85.79 | #N/A | #N/A | #N/A | #N/A | #N/A | #N/A | #N/A | 85.79 | #N/A | #N/A |  | 63 | 0 | 0
2008-09-05 | 99 | 20 | #N/A | 63.8 | #N/A | #N/A | #N/A | #N/A | #N/A | #N/A | #N/A | 63.8 | #N/A | #N/A |  | 99 | 0 | 0
2006-04-20 | 10.5 | 20 | #N/A | 65.3559 | #N/A | #N/A | #N/A | #N/A | #N/A | #N/A | #N/A | 65.3559 | #N/A | #N/A |  | 10.5 | 0 | 0
2009-08-05 | 18.9 | 20 | #N/A | 71.1225 | #N/A | #N/A | #N/A | #N/A | #N/A | #N/A | #N/A | 71.1225 | #N/A | #N/A |  | 18.9 | 0 | 0
2008-02-28 | 100 | 30 | #N/A | 61.7162 | #N/A | #N/A | #N/A | #N/A | #N/A | #N/A | #N/A | 61.7162 | #N/A | #N/A |  | 100 | 0 | 0
2008-12-09 | 25 | 20 | #N/A | #N/A | #N/A | 63.7686 | #N/A | #N/A | #N/A | #N/A | #N/A | #N/A | 63.7686 | #N/A |  | 25 | 0 | 0
2008-06-15 | 50.25 | 15 | #N/A | #N/A | #N/A | #N/A | #N/A | 92 | #N/A | #N/A | #N/A | #N/A | #N/A | 92 |  | 50.25 | 0 | 0
2008-06-30 | 50.25 | 15 | #N/A | #N/A | #N/A | #N/A | #N/A | 92 | #N/A | #N/A | #N/A | #N/A | #N/A | 92 |  | 50.25 | 0 | 0
2009-10-05 | 99 | 30 | #N/A | #N/A | #N/A | 51.8171 | #N/A | #N/A | #N/A | #N/A | #N/A | #N/A | 51.8171 | #N/A |  | 99 | 0 | 0
2009-08-05 | 16.8 | 20 | #N/A | 71.0526 | #N/A | #N/A | #N/A | #N/A | #N/A | #N/A | #N/A | 71.0526 | #N/A | #N/A |  | 16.8 | 0 | 0
2008-12-16 | 150.1 | 20 | #N/A | #N/A | #N/A | #N/A | #N/A | #N/A | #N/A | #N/A | 70.3592 | #N/A | #N/A | 70.3592 |  | 150.1 | 0 | 0
2009-08-26 | 200.2 | 20 | #N/A | 66 | #N/A | #N/A | #N/A | #N/A | #N/A | #N/A | #N/A | 66 | #N/A | #N/A |  | 200.2 | 0 | 0
2008-11-20 | 101.2 | 15 | 103.25 | #N/A | #N/A | #N/A | #N/A | #N/A | #N/A | #N/A | #N/A | 103.25 | #N/A | #N/A |  | 101.2 | 0 | 0
2010-06-03 | 36.8 | 25 | 101 | #N/A | #N/A | #N/A | #N/A | #N/A | #N/A | #N/A | #N/A | 101 | #N/A | #N/A |  | 36.8 | 0 | 0
2009-04-29 | 70 | 20 | #N/A | #N/A | #N/A | #N/A | #N/A | 68.3261 | #N/A | #N/A | #N/A | #N/A | #N/A | 68.3261 |  | 70 | 0 | 0
2010-04-16 | 102.4 | 30 | #N/A | #N/A | 44.6515 | #N/A | #N/A | #N/A | #N/A | #N/A | #N/A | #N/A | 44.6515 | #N/A |  | 102.4 | 0 | 0
2009-07-09 | 21 | 20 | #N/A | 83.8531 | #N/A | #N/A | #N/A | #N/A | #N/A | #N/A | #N/A | 83.8531 | #N/A | #N/A |  | 21 | 0 | 0
2009-07-09 | 21 | 20 | #N/A | 83.8531 | #N/A | #N/A | #N/A | #N/A | #N/A | #N/A | #N/A | 83.8531 | #N/A | #N/A |  | 21 | 0 | 0
2009-07-09 | 22.5 | 20 | #N/A | 83.8531 | #N/A | #N/A | #N/A | #N/A | #N/A | #N/A | #N/A | 83.8531 | #N/A | #N/A |  | 22.5 | 0 | 0
2009-09-25 | 151.8 | 20 | #N/A | #N/A | #N/A | 46.5 | #N/A | #N/A | #N/A | #N/A | #N/A | #N/A | 46.5 | #N/A |  | 151.8 | 0 | 0
2010-07-15 | 99.2 | 20 | #N/A | #N/A | 43.8387 | #N/A | #N/A | #N/A | #N/A | #N/A | #N/A | #N/A | 43.8387 | #N/A |  | 99.2 | 0 | 0
2010-03-05 | 65.1 | 20 | #N/A | 108.9929 | #N/A | #N/A | #N/A | #N/A | #N/A | #N/A | #N/A | 108.9929 | #N/A | #N/A |  | 65.1 | 0 | 0
2010-02-05 | 81 | 20 | #N/A | #N/A | #N/A | 52.7354 | #N/A | #N/A | #N/A | #N/A | #N/A | #N/A | 52.7354 | #N/A |  | 81 | 0 | 0
2009-09-25 | 129.6 | 25 | #N/A | #N/A | #N/A | 50.5212 | #N/A | #N/A | #N/A | #N/A | #N/A | #N/A | 50.5212 | #N/A |  | 129.6 | 0 | 0
2009-06-22 | 205.5 | 21 | #N/A | #N/A | 72.9933 | #N/A | #N/A | #N/A | #N/A | #N/A | #N/A | #N/A | 72.9933 | #N/A |  | 205.5 | 0 | 0
2008-05-30 | 40 | 20 | #N/A | #N/A | #N/A | #N/A | #N/A | 87.2278 | #N/A | #N/A | #N/A | #N/A | #N/A | 87.2278 |  | 40 | 0 | 0
2008-05-30 | 10 | 20 | #N/A | #N/A | #N/A | #N/A | #N/A | 95.8429 | #N/A | #N/A | #N/A | #N/A | #N/A | 95.8429 |  | 10 | 0 | 0
2010-06-04 | 30 | 20 | #N/A | #N/A | 66 | #N/A | #N/A | #N/A | #N/A | #N/A | #N/A | #N/A | 66 | #N/A |  | 30 | 0 | 0
2009-11-30 | 150 | 25 | 117.3 | #N/A | #N/A | #N/A | #N/A | #N/A | #N/A | #N/A | #N/A | 117.3 | #N/A | #N/A |  | 150 | 0 | 0
2009-11-30 | 150 | 25 | 117.3 | #N/A | #N/A | #N/A | #N/A | #N/A | #N/A | #N/A | #N/A | 117.3 | #N/A | #N/A |  | 150 | 0 | 0
2009-11-30 | 150 | 25 | 117.3 | #N/A | #N/A | #N/A | #N/A | #N/A | #N/A | #N/A | #N/A | 117.3 | #N/A | #N/A |  | 150 | 0 | 0
2009-11-30 | 102 | 25 | 117.3 | #N/A | #N/A | #N/A | #N/A | #N/A | #N/A | #N/A | #N/A | 117.3 | #N/A | #N/A |  | 102 | 0 | 0
2009-11-30 | 168 | 25 | 117.3 | #N/A | #N/A | #N/A | #N/A | #N/A | #N/A | #N/A | #N/A | 117.3 | #N/A | #N/A |  | 168 | 0 | 0
2010-06-09 | 150 | 25 | 121.26 | #N/A | #N/A | #N/A | #N/A | #N/A | #N/A | #N/A | #N/A | 121.26 | #N/A | #N/A |  | 150 | 0 | 0
2010-06-09 | 168 | 25 | 125.27 | #N/A | #N/A | #N/A | #N/A | #N/A | #N/A | #N/A | #N/A | 125.27 | #N/A | #N/A |  | 168 | 0 | 0
2010-06-09 | 150 | 25 | 121.26 | #N/A | #N/A | #N/A | #N/A | #N/A | #N/A | #N/A | #N/A | 121.26 | #N/A | #N/A |  | 150 | 0 | 0
2010-06-09 | 132 | 25 | 125.27 | #N/A | #N/A | #N/A | #N/A | #N/A | #N/A | #N/A | #N/A | 125.27 | #N/A | #N/A |  | 132 | 0 | 0
2010-09-01 | 79.2 | 25 | #N/A | 72.8627 | #N/A | #N/A | #N/A | #N/A | #N/A | #N/A | #N/A | 72.8627 | #N/A | #N/A |  | 79.2 | 0 | 0
2011-09-12 | 92.34 | 25 | #N/A | #N/A | #N/A | #N/A | 38.25 | #N/A | #N/A | #N/A | #N/A | #N/A | 38.25 | #N/A |  | 92.34 | 0 | 0
2011-09-12 | 201.6 | 25 | #N/A | #N/A | #N/A | #N/A | 43 | #N/A | #N/A | #N/A | #N/A | #N/A | 43 | #N/A |  | 201.6 | 0 | 0
2011-08-03 | 120 | 20 | #N/A | #N/A | 59.9 | #N/A | #N/A | #N/A | #N/A | #N/A | #N/A | #N/A | 59.9 | #N/A |  | 120 | 0 | 0
2011-06-27 | 200 | 25 | #N/A | 35.4706 | #N/A | #N/A | #N/A | #N/A | #N/A | #N/A | #N/A | 35.4706 | #N/A | #N/A |  | 200 | 0 | 0
2011-08-15 | 200 | 25 | #N/A | 35.8766 | #N/A | #N/A | #N/A | #N/A | #N/A | #N/A | #N/A | 35.8766 | #N/A | #N/A |  | 200 | 0 | 0
2011-11-08 | 59.8 | 20 | #N/A | #N/A | #N/A | 30.68 | #N/A | #N/A | #N/A | #N/A | #N/A | #N/A | 30.68 | #N/A |  | 59.8 | 0 | 0
2010-12-17 | 78.2 | 25 | 107.1272 | #N/A | #N/A | #N/A | #N/A | #N/A | #N/A | #N/A | #N/A | 107.1272 | #N/A | #N/A |  | 78.2 | 0 | 0
2008-05-30 | 38 | 20 | #N/A | #N/A | #N/A | #N/A | #N/A | 87.5416 | #N/A | #N/A | #N/A | #N/A | #N/A | 87.5416 |  | 38 | 0 | 0
2010-04-19 | 50.4 | 20 | #N/A | 87.8 | #N/A | #N/A | #N/A | #N/A | #N/A | #N/A | #N/A | 87.8 | #N/A | #N/A |  | 50.4 | 0 | 0
2011-04-20 | 100.8 | 20 | #N/A | #N/A | #N/A | 33 | #N/A | #N/A | #N/A | #N/A | #N/A | #N/A | 33 | #N/A |  | 100.8 | 0 | 0
2010-09-08 | 55.2 | 20 | #N/A | #N/A | #N/A | #N/A | #N/A | 82 | #N/A | #N/A | #N/A | #N/A | #N/A | 82 |  | 55.2 | 0 | 0
2010-12-17 | 50 | 20 | #N/A | #N/A | 56.7544 | #N/A | #N/A | #N/A | #N/A | #N/A | #N/A | #N/A | 56.7544 | #N/A |  | 50 | 0 | 0
2010-06-03 | 90 | 24 | #N/A | #N/A | 95.6002 | #N/A | #N/A | #N/A | #N/A | #N/A | #N/A | #N/A | 95.6002 | #N/A |  | 90 | 0 | 0
2011-11-16 | 39.9 | 20 | #N/A | 55.3215 | #N/A | #N/A | #N/A | #N/A | #N/A | #N/A | #N/A | 55.3215 | #N/A | #N/A |  | 39.9 | 0 | 0
2010-01-28 | 151.8 | 21.5 | #N/A | 106.5443 | #N/A | #N/A | #N/A | #N/A | #N/A | #N/A | #N/A | 106.5443 | #N/A | #N/A |  | 151.8 | 0 | 0
2010-12-17 | 78.2 | 25 | 102 | #N/A | #N/A | #N/A | #N/A | #N/A | #N/A | #N/A | #N/A | 102 | #N/A | #N/A |  | 78.2 | 0 | 0
2010-09-22 | 80 | 20 | #N/A | #N/A | #N/A | 45.0132 | #N/A | #N/A | #N/A | #N/A | #N/A | #N/A | 45.0132 | #N/A |  | 80 | 0 | 0
2011-08-08 | 42 | 20 | #N/A | #N/A | #N/A | 47.2342 | #N/A | #N/A | #N/A | #N/A | #N/A | #N/A | 47.2342 | #N/A |  | 42 | 0 | 0
2010-12-06 | 201 | 20 | #N/A | #N/A | #N/A | 34.5 | #N/A | #N/A | #N/A | #N/A | #N/A | #N/A | 34.5 | #N/A |  | 201 | 0 | 0
2010-07-07 | 78.2 | 20 | #N/A | #N/A | #N/A | 37.5 | #N/A | #N/A | #N/A | #N/A | #N/A | #N/A | 37.5 | #N/A |  | 78.2 | 0 | 0
2010-07-21 | 99.2 | 25 | #N/A | 84.25 | #N/A | #N/A | #N/A | #N/A | #N/A | #N/A | #N/A | 84.25 | #N/A | #N/A |  | 99.2 | 0 | 0
2010-03-29 | 250.2 | 20 | #N/A | 59 | #N/A | #N/A | #N/A | #N/A | #N/A | #N/A | #N/A | 59 | #N/A | #N/A |  | 250.2 | 0 | 0
2007-11-02 | 50 | 20 | #N/A | #N/A | 54.5746 | #N/A | #N/A | #N/A | #N/A | #N/A | #N/A | #N/A | 54.5746 | #N/A |  | 50 | 0 | 0
2009-11-16 | 50 | 5 | #N/A | #N/A | 57 | #N/A | #N/A | #N/A | #N/A | #N/A | #N/A | #N/A | 57 | #N/A |  | 50 | 0 | 0
2008-07-23 | 30 | 20 | #N/A | #N/A | 61.25 | #N/A | #N/A | #N/A | #N/A | #N/A | #N/A | #N/A | 61.25 | #N/A |  | 30 | 0 | 0
2009-06-10 | 102.3 | 12 | #N/A | #N/A | 69 | #N/A | #N/A | #N/A | #N/A | #N/A | #N/A | #N/A | 69 | #N/A |  | 102.3 | 0 | 0
2010-02-12 | 198 | 20 | #N/A | #N/A | 72.999 | #N/A | #N/A | #N/A | #N/A | #N/A | #N/A | #N/A | 72.999 | #N/A |  | 198 | 0 | 0
2009-06-30 | 51 | 20 | #N/A | 64.9 | #N/A | #N/A | #N/A | #N/A | #N/A | #N/A | #N/A | 64.9 | #N/A | #N/A |  | 51 | 0 | 0
2009-03-31 | 30 | 20 | #N/A | 58.1295 | #N/A | #N/A | #N/A | #N/A | #N/A | #N/A | #N/A | 58.1295 | #N/A | #N/A |  | 30 | 0 | 0
2009-03-31 | 12 | 20 | #N/A | 58.1284 | #N/A | #N/A | #N/A | #N/A | #N/A | #N/A | #N/A | 58.1284 | #N/A | #N/A |  | 12 | 0 | 0
2011-11-16 | 49.5 | 13 | 74.4343 | #N/A | #N/A | #N/A | #N/A | #N/A | #N/A | #N/A | #N/A | 74.4343 | #N/A | #N/A |  | 49.5 | 0 | 0
2003-04-01 | 162 | 15 | #N/A | 37.3513 | #N/A | #N/A | #N/A | #N/A | #N/A | #N/A | #N/A | 37.3513 | #N/A | #N/A |  | 162 | 0 | 0
2005-12-22 | 90 | 20 | #N/A | 60.14 | #N/A | #N/A | #N/A | #N/A | #N/A | #N/A | #N/A | 60.14 | #N/A | #N/A |  | 90 | 0 | 0
2020-09-11 | 234.56 | 20 | #N/A | 31.7468 | #N/A | #N/A | #N/A | #N/A | #N/A | #N/A | #N/A | 31.7468 | #N/A | #N/A |  | 234.56 | 0 | 0
2011-10-01 | 48 | 20 | #N/A | #N/A | 38 | #N/A | #N/A | #N/A | #N/A | #N/A | #N/A | #N/A | 38 | #N/A |  | 48 | 0 | 0
2011-12-13 | 79.6 | 20 | #N/A | #N/A | #N/A | 31.5 | #N/A | #N/A | #N/A | #N/A | #N/A | #N/A | 31.5 | #N/A |  | 79.6 | 0 | 0
2011-05-16 | 150.36 | 20 | #N/A | #N/A | #N/A | #N/A | #N/A | #N/A | #N/A | #N/A | 32.2945 | #N/A | #N/A | 32.2945 |  | 150.36 | 0 | 0
2011-11-03 | 98.9 | 20 | #N/A | #N/A | #N/A | 27.65 | #N/A | #N/A | #N/A | #N/A | #N/A | #N/A | 27.65 | #N/A |  | 98.9 | 0 | 0
2011-11-03 | 100.8 | 20 | #N/A | #N/A | #N/A | 29.47 | #N/A | #N/A | #N/A | #N/A | #N/A | #N/A | 29.47 | #N/A |  | 100.8 | 0 | 0
2010-12-22 | 27.3 | 20 | #N/A | #N/A | #N/A | 45.0687 | #N/A | #N/A | #N/A | #N/A | #N/A | #N/A | 45.0687 | #N/A |  | 27.3 | 0 | 0
2009-04-01 | 96.6 | 20 | #N/A | 77.5 | #N/A | #N/A | #N/A | #N/A | #N/A | #N/A | #N/A | 77.5 | #N/A | #N/A |  | 96.6 | 0 | 0
2009-08-17 | 90 | 15 | #N/A | 98.679 | #N/A | #N/A | #N/A | #N/A | #N/A | #N/A | #N/A | 98.679 | #N/A | #N/A |  | 90 | 0 | 0
2011-09-07 | 104 | 20 | #N/A | #N/A | #N/A | 28.2548 | #N/A | #N/A | #N/A | #N/A | #N/A | #N/A | 28.2548 | #N/A |  | 104 | 0 | 0
2008-07-28 | 72 | 15 | #N/A | 96.7998 | #N/A | #N/A | #N/A | #N/A | #N/A | #N/A | #N/A | 96.7998 | #N/A | #N/A |  | 72 | 0 | 0
2010-12-09 | 167.9 | 20 | #N/A | #N/A | #N/A | 29 | #N/A | #N/A | #N/A | #N/A | #N/A | #N/A | 29 | #N/A |  | 167.9 | 0 | 0
2011-05-06 | 131.1 | 20 | #N/A | #N/A | #N/A | 31.5 | #N/A | #N/A | #N/A | #N/A | #N/A | #N/A | 31.5 | #N/A |  | 131.1 | 0 | 0
2007-10-15 | 98.7 | 18 | #N/A | 67.3 | #N/A | #N/A | #N/A | #N/A | #N/A | #N/A | #N/A | 67.3 | #N/A | #N/A |  | 98.7 | 0 | 0
2010-10-11 | 49.8 | 20 | #N/A | #N/A | #N/A | #N/A | #N/A | #N/A | #N/A | 112.7504 | #N/A | #N/A | #N/A | 112.7504 |  | 49.8 | 0 | 0
2010-10-18 | 31.68 | 20 | #N/A | #N/A | #N/A | #N/A | #N/A | #N/A | #N/A | 111.8663 | #N/A | #N/A | #N/A | 111.8663 |  | 31.68 | 0 | 0
2011-06-29 | 20 | 20 | #N/A | #N/A | 79.181 | #N/A | #N/A | #N/A | #N/A | #N/A | #N/A | #N/A | 79.181 | #N/A |  | 20 | 0 | 0
2009-03-17 | 8 | 20 | #N/A | #N/A | 115 | #N/A | #N/A | #N/A | #N/A | #N/A | #N/A | #N/A | 115 | #N/A |  | 8 | 0 | 0
2012-02-07 | 21 | 20 | #N/A | #N/A | 44.6504 | #N/A | #N/A | #N/A | #N/A | #N/A | #N/A | #N/A | 44.6504 | #N/A |  | 21 | 0 | 0
2009-11-24 | 209.4 | 20 | #N/A | #N/A | 77.5 | #N/A | #N/A | #N/A | #N/A | #N/A | #N/A | #N/A | 77.5 | #N/A |  | 209.4 | 0 | 0
2007-01-01 | 59.8 | 20 | #N/A | #N/A | #N/A | #N/A | 41.22 | #N/A | #N/A | #N/A | #N/A | #N/A | 41.22 | #N/A |  | 59.8 | 0 | 0
2007-12-22 | 165.6 | 15 | #N/A | #N/A | #N/A | #N/A | 54.25 | #N/A | #N/A | #N/A | #N/A | #N/A | 54.25 | #N/A |  | 165.6 | 0 | 0
2000-10-31 | 150 | 10 | #N/A | #N/A | #N/A | #N/A | 26.87 | #N/A | #N/A | #N/A | #N/A | #N/A | 26.87 | #N/A |  | 150 | 0 | 0
2004-05-27 | 91.5 | 12 | #N/A | #N/A | #N/A | #N/A | 27.45 | #N/A | #N/A | #N/A | #N/A | #N/A | 27.45 | #N/A |  | 91.5 | 0 | 0
2004-12-16 | 35 | 12 | #N/A | #N/A | #N/A | #N/A | 30.28 | #N/A | #N/A | #N/A | #N/A | #N/A | 30.28 | #N/A |  | 35 | 0 | 0
2005-03-28 | 100 | 12 | #N/A | #N/A | #N/A | #N/A | 30.28 | #N/A | #N/A | #N/A | #N/A | #N/A | 30.28 | #N/A |  | 100 | 0 | 0
2006-03-01 | 240.8 | 20 | #N/A | #N/A | #N/A | #N/A | 49.26 | #N/A | #N/A | #N/A | #N/A | #N/A | 49.26 | #N/A |  | 240.8 | 0 | 0
2001-11-01 | 160.5 | 20 | #N/A | #N/A | #N/A | #N/A | 25.41 | #N/A | #N/A | #N/A | #N/A | #N/A | 25.41 | #N/A |  | 160.5 | 0 | 0
2008-12-23 | 18.9 | 20 | #N/A | #N/A | #N/A | 37.37 | #N/A | #N/A | #N/A | #N/A | #N/A | #N/A | 37.37 | #N/A |  | 18.9 | 0 | 0
2009-10-01 | 150 | 20 | #N/A | #N/A | #N/A | #N/A | 66 | #N/A | #N/A | #N/A | #N/A | #N/A | 66 | #N/A |  | 150 | 0 | 0
2006-10-01 | 14.7 | 20 | #N/A | #N/A | 33 | #N/A | #N/A | #N/A | #N/A | #N/A | #N/A | #N/A | 33 | #N/A |  | 14.7 | 0 | 0
2006-10-01 | 21 | 20 | #N/A | #N/A | 31 | #N/A | #N/A | #N/A | #N/A | #N/A | #N/A | #N/A | 31 | #N/A |  | 21 | 0 | 0
2003-05-30 | 24 | 20 | #N/A | #N/A | #N/A | #N/A | #N/A | 53.71 | #N/A | #N/A | #N/A | #N/A | #N/A | 53.71 |  | 24 | 0 | 0
2006-12-01 | 5 | 20 | #N/A | #N/A | #N/A | #N/A | #N/A | #N/A | #N/A | #N/A | 54 | #N/A | #N/A | 54 |  | 5 | 0 | 0
2011-12-22 | 14.4 | 25 | #N/A | 48.7708 | #N/A | #N/A | #N/A | #N/A | #N/A | #N/A | #N/A | 48.7708 | #N/A | #N/A |  | 14.4 | 0 | 0
2011-08-30 | 100.8 | 20 | #N/A | #N/A | #N/A | 26.9 | #N/A | #N/A | #N/A | #N/A | #N/A | #N/A | 26.9 | #N/A |  | 100.8 | 0 | 0
2011-07-15 | 162 | 25 | 86.9 | #N/A | #N/A | #N/A | #N/A | #N/A | #N/A | #N/A | #N/A | 86.9 | #N/A | #N/A |  | 162 | 0 | 0
2009-02-05 | 51 | 20 | #N/A | #N/A | #N/A | #N/A | #N/A | 91.2581 | #N/A | #N/A | #N/A | #N/A | #N/A | 91.2581 |  | 51 | 0 | 0
2009-02-05 | 49.5 | 20 | #N/A | #N/A | #N/A | #N/A | #N/A | 91.2753 | #N/A | #N/A | #N/A | #N/A | #N/A | 91.2753 |  | 49.5 | 0 | 0
2010-11-05 | 161 | 15 | #N/A | #N/A | #N/A | 38.5908 | #N/A | #N/A | #N/A | #N/A | #N/A | #N/A | 38.5908 | #N/A |  | 161 | 0 | 0
2011-02-01 | 257.6 | 20 | 105 | #N/A | #N/A | #N/A | #N/A | #N/A | #N/A | #N/A | #N/A | 105 | #N/A | #N/A |  | 257.6 | 0 | 0
2011-08-17 | 50 | 25 | #N/A | #N/A | 44.0037 | #N/A | #N/A | #N/A | #N/A | #N/A | #N/A | #N/A | 44.0037 | #N/A |  | 50 | 0 | 0
2011-08-17 | 37.5 | 25 | #N/A | #N/A | 44.0037 | #N/A | #N/A | #N/A | #N/A | #N/A | #N/A | #N/A | 44.0037 | #N/A |  | 37.5 | 0 | 0
2011-12-20 | 110.4 | 20 | #N/A | #N/A | #N/A | #N/A | #N/A | 65.34 | #N/A | #N/A | #N/A | #N/A | #N/A | 65.34 |  | 110.4 | 0 | 0
2011-12-20 | 30.4 | 20 | #N/A | #N/A | #N/A | #N/A | #N/A | 67.7897 | #N/A | #N/A | #N/A | #N/A | #N/A | 67.7897 |  | 30.4 | 0 | 0
2012-01-19 | 310.4 | 25 | #N/A | #N/A | #N/A | 35.94 | #N/A | #N/A | #N/A | #N/A | #N/A | #N/A | 35.94 | #N/A |  | 310.4 | 0 | 0
2012-02-15 | 30.4 | 20 | #N/A | #N/A | #N/A | 29.5 | #N/A | #N/A | #N/A | #N/A | #N/A | #N/A | 29.5 | #N/A |  | 30.4 | 0 | 0
2011-12-20 | 78.4 | 20 | #N/A | #N/A | #N/A | 32 | #N/A | #N/A | #N/A | #N/A | #N/A | #N/A | 32 | #N/A |  | 78.4 | 0 | 0
2012-03-13 | 51.2 | 20 | #N/A | #N/A | #N/A | 31.5 | #N/A | #N/A | #N/A | #N/A | #N/A | #N/A | 31.5 | #N/A |  | 51.2 | 0 | 0
2011-06-28 | 104.4 | 30 | #N/A | 67.1362 | #N/A | #N/A | #N/A | #N/A | #N/A | #N/A | #N/A | 67.1362 | #N/A | #N/A |  | 104.4 | 0 | 0
2010-06-02 | 102 | 20 | 117.8849 | #N/A | #N/A | #N/A | #N/A | #N/A | #N/A | #N/A | #N/A | 117.8849 | #N/A | #N/A |  | 102 | 0 | 0
2006-11-10 | 6 | 20 | 74.1613 | #N/A | #N/A | #N/A | #N/A | #N/A | #N/A | #N/A | #N/A | 74.1613 | #N/A | #N/A |  | 6 | 0 | 0
2011-07-28 | 102.5 | 25 | 90 | #N/A | #N/A | #N/A | #N/A | #N/A | #N/A | #N/A | #N/A | 90 | #N/A | #N/A |  | 102.5 | 0 | 0
2012-05-27 | 69 | 25 | #N/A | #N/A | #N/A | #N/A | #N/A | 61 | #N/A | #N/A | #N/A | #N/A | #N/A | 61 |  | 69 | 0 | 0
2008-08-14 | 265 | 20 | #N/A | 99.69 | #N/A | #N/A | #N/A | #N/A | #N/A | #N/A | #N/A | 99.69 | #N/A | #N/A |  | 265 | 0 | 0
2008-08-14 | 290 | 20 | #N/A | 101.39 | #N/A | #N/A | #N/A | #N/A | #N/A | #N/A | #N/A | 101.39 | #N/A | #N/A |  | 290 | 0 | 0
2008-08-14 | 290 | 20 | #N/A | 101.39 | #N/A | #N/A | #N/A | #N/A | #N/A | #N/A | #N/A | 101.39 | #N/A | #N/A |  | 290 | 0 | 0
2009-01-28 | 50.4 | 15 | #N/A | #N/A | 50.15 | #N/A | #N/A | #N/A | #N/A | #N/A | #N/A | #N/A | 50.15 | #N/A |  | 50.4 | 0 | 0
2010-08-20 | 49 | 10 | 116.5 | #N/A | #N/A | #N/A | #N/A | #N/A | #N/A | #N/A | #N/A | 116.5 | #N/A | #N/A |  | 49 | 0 | 0
2010-08-10 | 110.4 | 20 | #N/A | #N/A | 91.43 | #N/A | #N/A | #N/A | #N/A | #N/A | #N/A | #N/A | 91.43 | #N/A |  | 110.4 | 0 | 0
2010-07-09 | 42.5 | 20 | #N/A | #N/A | 55.6508 | #N/A | #N/A | #N/A | #N/A | #N/A | #N/A | #N/A | 55.6508 | #N/A |  | 42.5 | 0 | 0
2010-04-01 | 40.5 | 20 | #N/A | #N/A | #N/A | 59.955 | #N/A | #N/A | #N/A | #N/A | #N/A | #N/A | 59.955 | #N/A |  | 40.5 | 0 | 0
2009-11-02 | 60 | 20 | #N/A | #N/A | #N/A | 70.1476 | #N/A | #N/A | #N/A | #N/A | #N/A | #N/A | 70.1476 | #N/A |  | 60 | 0 | 0
2010-05-19 | 250.8 | 25 | #N/A | 60.8042 | #N/A | #N/A | #N/A | #N/A | #N/A | #N/A | #N/A | 60.8042 | #N/A | #N/A |  | 250.8 | 0 | 0
2009-04-10 | 124.5 | 20 | #N/A | 103.022 | #N/A | #N/A | #N/A | #N/A | #N/A | #N/A | #N/A | 103.022 | #N/A | #N/A |  | 124.5 | 0 | 0
2008-08-20 | 62.5 | 21 | #N/A | #N/A | #N/A | #N/A | #N/A | 90.867 | #N/A | #N/A | #N/A | #N/A | #N/A | 90.867 |  | 62.5 | 0 | 0
2001-11-09 | 40.05 | 10 | #N/A | #N/A | 39.1369 | #N/A | #N/A | #N/A | #N/A | #N/A | #N/A | #N/A | 39.1369 | #N/A |  | 40.05 | 0 | 0
2001-02-23 | 40.05 | 15 | #N/A | #N/A | 31.5526 | #N/A | #N/A | #N/A | #N/A | #N/A | #N/A | #N/A | 31.5526 | #N/A |  | 40.05 | 0 | 0
2011-12-13 | 201.25 | 20 | #N/A | #N/A | #N/A | 30.6709 | #N/A | #N/A | #N/A | #N/A | #N/A | #N/A | 30.6709 | #N/A |  | 201.25 | 0 | 0
2012-03-29 | 48 | 20 | #N/A | #N/A | #N/A | 33.0413 | #N/A | #N/A | #N/A | #N/A | #N/A | #N/A | 33.0413 | #N/A |  | 48 | 0 | 0
2011-12-15 | 49.2 | 25 | #N/A | #N/A | #N/A | 32.56 | #N/A | #N/A | #N/A | #N/A | #N/A | #N/A | 32.56 | #N/A |  | 49.2 | 0 | 0
2010-07-22 | 102.5 | 20 | 114.75 | #N/A | #N/A | #N/A | #N/A | #N/A | #N/A | #N/A | #N/A | 114.75 | #N/A | #N/A |  | 102.5 | 0 | 0
2010-04-29 | 143.5 | 20 | 115.47 | #N/A | #N/A | #N/A | #N/A | #N/A | #N/A | #N/A | #N/A | 115.47 | #N/A | #N/A |  | 143.5 | 0 | 0
2009-12-17 | 120 | 20 | 128.829 | #N/A | #N/A | #N/A | #N/A | #N/A | #N/A | #N/A | #N/A | 128.829 | #N/A | #N/A |  | 120 | 0 | 0
2009-12-09 | 10.25 | 20 | #N/A | #N/A | 122.183 | #N/A | #N/A | #N/A | #N/A | #N/A | #N/A | #N/A | 122.183 | #N/A |  | 10.25 | 0 | 0
2011-11-28 | 20.65 | 21 | #N/A | #N/A | 78.5071 | #N/A | #N/A | #N/A | #N/A | #N/A | #N/A | #N/A | 78.5071 | #N/A |  | 20.65 | 0 | 0
2009-03-17 | 24.75 | 20 | #N/A | #N/A | 115 | #N/A | #N/A | #N/A | #N/A | #N/A | #N/A | #N/A | 115 | #N/A |  | 24.75 | 0 | 0
2009-10-09 | 5 | 5 | #N/A | #N/A | 68 | #N/A | #N/A | #N/A | #N/A | #N/A | #N/A | #N/A | 68 | #N/A |  | 5 | 0 | 0
2011-05-05 | 165.6 | 20 | #N/A | #N/A | #N/A | 64 | #N/A | #N/A | #N/A | #N/A | #N/A | #N/A | 64 | #N/A |  | 165.6 | 0 | 0
2010-11-12 | 99 | 20 | #N/A | #N/A | #N/A | #N/A | #N/A | 67.1292 | #N/A | #N/A | #N/A | #N/A | #N/A | 67.1292 |  | 99 | 0 | 0
2012-11-01 | 50 | 20 | #N/A | #N/A | #N/A | #N/A | #N/A | 54.6545 | #N/A | #N/A | #N/A | #N/A | #N/A | 54.6545 |  | 50 | 0 | 0
2012-04-11 | 54 | 10 | #N/A | #N/A | #N/A | #N/A | #N/A | 42.7597 | #N/A | #N/A | #N/A | #N/A | #N/A | 42.7597 |  | 54 | 0 | 0
2011-03-10 | 100 | 20 | #N/A | #N/A | #N/A | #N/A | #N/A | 65.7821 | #N/A | #N/A | #N/A | #N/A | #N/A | 65.7821 |  | 100 | 0 | 0
2012-02-17 | 50 | 20 | 95 | #N/A | #N/A | #N/A | #N/A | #N/A | #N/A | #N/A | #N/A | 95 | #N/A | #N/A |  | 50 | 0 | 0
2013-05-24 | 39 | 10 | 82.5 | #N/A | #N/A | #N/A | #N/A | #N/A | #N/A | #N/A | #N/A | 82.5 | #N/A | #N/A |  | 39 | 0 | 0
2009-11-24 | 150 | 20 | #N/A | #N/A | 67.5 | #N/A | #N/A | #N/A | #N/A | #N/A | #N/A | #N/A | 67.5 | #N/A |  | 150 | 0 | 0
2013-06-21 | 102.4 | 20 | #N/A | 32.656 | #N/A | #N/A | #N/A | #N/A | #N/A | #N/A | #N/A | 32.656 | #N/A | #N/A |  | 102.4 | 0 | 0
2012-02-28 | 91 | 20 | #N/A | 31.5089 | #N/A | #N/A | #N/A | #N/A | #N/A | #N/A | #N/A | 31.5089 | #N/A | #N/A |  | 91 | 0 | 0
2013-06-15 | 199 | 20 | #N/A | #N/A | #N/A | 22.8693 | #N/A | #N/A | #N/A | #N/A | #N/A | #N/A | 22.8693 | #N/A |  | 199 | 0 | 0
2013-07-10 | 249.9 | 20 | #N/A | #N/A | #N/A | 24.3607 | #N/A | #N/A | #N/A | #N/A | #N/A | #N/A | 24.3607 | #N/A |  | 249.9 | 0 | 0
2013-06-15 | 250 | 20 | #N/A | #N/A | #N/A | 25.9058 | #N/A | #N/A | #N/A | #N/A | #N/A | #N/A | 25.9058 | #N/A |  | 250 | 0 | 0
2013-10-09 | 200 | 20 | #N/A | #N/A | #N/A | 21.848 | #N/A | #N/A | #N/A | #N/A | #N/A | #N/A | 21.848 | #N/A |  | 200 | 0 | 0
2013-10-10 | 199.8 | 20 | #N/A | #N/A | #N/A | 21.474 | #N/A | #N/A | #N/A | #N/A | #N/A | #N/A | 21.474 | #N/A |  | 199.8 | 0 | 0
2013-10-09 | 198.9 | 20 | #N/A | #N/A | #N/A | 22.9186 | #N/A | #N/A | #N/A | #N/A | #N/A | #N/A | 22.9186 | #N/A |  | 198.9 | 0 | 0
2013-10-10 | 200 | 20 | #N/A | #N/A | #N/A | 22.85 | #N/A | #N/A | #N/A | #N/A | #N/A | #N/A | 22.85 | #N/A |  | 200 | 0 | 0
2014-08-01 | 100 | 20 | #N/A | #N/A | #N/A | 25 | #N/A | #N/A | #N/A | #N/A | #N/A | #N/A | 25 | #N/A |  | 100 | 0 | 0
2013-07-17 | 150 | 20 | #N/A | #N/A | #N/A | 25.61 | #N/A | #N/A | #N/A | #N/A | #N/A | #N/A | 25.61 | #N/A |  | 150 | 0 | 0
2009-12-02 | 50 | 25 | #N/A | 101.7843 | #N/A | #N/A | #N/A | #N/A | #N/A | #N/A | #N/A | 101.7843 | #N/A | #N/A |  | 50 | 0 | 0
2013-01-16 | 74.8 | 25 | #N/A | #N/A | #N/A | 31.3077 | #N/A | #N/A | #N/A | #N/A | #N/A | #N/A | 31.3077 | #N/A |  | 74.8 | 0 | 0
2013-02-07 | 200.6 | 25 | #N/A | #N/A | #N/A | 31.6671 | #N/A | #N/A | #N/A | #N/A | #N/A | #N/A | 31.6671 | #N/A |  | 200.6 | 0 | 0
2013-06-28 | 80 | 20 | #N/A | 60 | #N/A | #N/A | #N/A | #N/A | #N/A | #N/A | #N/A | 60 | #N/A | #N/A |  | 80 | 0 | 0
2013-07-07 | 80 | 20 | #N/A | 60 | #N/A | #N/A | #N/A | #N/A | #N/A | #N/A | #N/A | 60 | #N/A | #N/A |  | 80 | 0 | 0
2013-04-16 | 74.8 | 20 | #N/A | #N/A | 49.25 | #N/A | #N/A | #N/A | #N/A | #N/A | #N/A | #N/A | 49.25 | #N/A |  | 74.8 | 0 | 0
2010-06-21 | 81.6 | 20 | #N/A | #N/A | 93.0856 | #N/A | #N/A | #N/A | #N/A | #N/A | #N/A | #N/A | 93.0856 | #N/A |  | 81.6 | 0 | 0
2012-08-31 | 100.3 | 20 | #N/A | #N/A | 49.25 | #N/A | #N/A | #N/A | #N/A | #N/A | #N/A | #N/A | 49.25 | #N/A |  | 100.3 | 0 | 0
2013-05-06 | 62.4 | 25 | #N/A | #N/A | 31.7898 | #N/A | #N/A | #N/A | #N/A | #N/A | #N/A | #N/A | 31.7898 | #N/A |  | 62.4 | 0 | 0
2014-02-27 | 299.7 | 18 | #N/A | #N/A | #N/A | #N/A | 28 | #N/A | #N/A | #N/A | #N/A | #N/A | 28 | #N/A |  | 299.7 | 0 | 0
2013-06-01 | 200 | 25 | #N/A | #N/A | #N/A | #N/A | 25 | #N/A | #N/A | #N/A | #N/A | #N/A | 25 | #N/A |  | 200 | 0 | 0
2013-06-01 | 200 | 25 | #N/A | #N/A | #N/A | #N/A | 25 | #N/A | #N/A | #N/A | #N/A | #N/A | 25 | #N/A |  | 200 | 0 | 0
2010-12-23 | 28.5 | 10 | #N/A | #N/A | #N/A | #N/A | #N/A | #N/A | #N/A | 62.65 | #N/A | #N/A | #N/A | 62.65 |  | 28.5 | 0 | 0
2010-12-23 | 48 | 10 | #N/A | #N/A | #N/A | #N/A | #N/A | #N/A | #N/A | 51.65 | #N/A | #N/A | #N/A | 51.65 |  | 48 | 0 | 0
2011-09-13 | 100.65 | 19 | #N/A | #N/A | 68.9771 | #N/A | #N/A | #N/A | #N/A | #N/A | #N/A | #N/A | 68.9771 | #N/A |  | 100.65 | 0 | 0
2011-05-13 | 214.4 | 20 | #N/A | #N/A | 69 | #N/A | #N/A | #N/A | #N/A | #N/A | #N/A | #N/A | 69 | #N/A |  | 214.4 | 0 | 0
2010-08-16 | 199.8 | 20 | #N/A | #N/A | #N/A | 56.3 | #N/A | #N/A | #N/A | #N/A | #N/A | #N/A | 56.3 | #N/A |  | 199.8 | 0 | 0
2010-12-23 | 34.2 | 15 | #N/A | #N/A | #N/A | #N/A | #N/A | #N/A | #N/A | 71 | #N/A | #N/A | #N/A | 71 |  | 34.2 | 0 | 0
2011-06-21 | 40 | 18 | #N/A | #N/A | 46.909 | #N/A | #N/A | #N/A | #N/A | #N/A | #N/A | #N/A | 46.909 | #N/A |  | 40 | 0 | 0
2010-05-04 | 32.5 | 17 | #N/A | #N/A | #N/A | #N/A | #N/A | 76.82 | #N/A | #N/A | #N/A | #N/A | #N/A | 76.82 |  | 32.5 | 0 | 0
2010-05-04 | 20 | 17 | #N/A | #N/A | #N/A | #N/A | #N/A | 79.9124 | #N/A | #N/A | #N/A | #N/A | #N/A | 79.9124 |  | 20 | 0 | 0
2011-12-09 | 75 | 25 | #N/A | #N/A | #N/A | 41.3239 | #N/A | #N/A | #N/A | #N/A | #N/A | #N/A | 41.3239 | #N/A |  | 75 | 0 | 0
2013-07-24 | 205.7 | 25 | #N/A | 29.0624 | #N/A | #N/A | #N/A | #N/A | #N/A | #N/A | #N/A | 29.0624 | #N/A | #N/A |  | 205.7 | 0 | 0
2014-01-21 | 100.3 | 20 | #N/A | #N/A | #N/A | 21.8618 | #N/A | #N/A | #N/A | #N/A | #N/A | #N/A | 21.8618 | #N/A |  | 100.3 | 0 | 0
2013-06-05 | 200 | 20 | #N/A | #N/A | #N/A | #N/A | #N/A | 49.535 | #N/A | #N/A | #N/A | #N/A | #N/A | 49.535 |  | 200 | 0 | 0
2013-07-02 | 50.4 | 20 | #N/A | #N/A | 54.0564 | #N/A | #N/A | #N/A | #N/A | #N/A | #N/A | #N/A | 54.0564 | #N/A |  | 50.4 | 0 | 0
2011-06-07 | 202 | 20 | #N/A | #N/A | #N/A | 37.7994 | #N/A | #N/A | #N/A | #N/A | #N/A | #N/A | 37.7994 | #N/A |  | 202 | 0 | 0
2011-07-06 | 199.92 | 20 | #N/A | #N/A | 41.4775 | #N/A | #N/A | #N/A | #N/A | #N/A | #N/A | #N/A | 41.4775 | #N/A |  | 199.92 | 0 | 0
2011-05-20 | 115 | 20 | #N/A | #N/A | #N/A | #N/A | #N/A | 53.9992 | #N/A | #N/A | #N/A | #N/A | #N/A | 53.9992 |  | 115 | 0 | 0
2012-12-14 | 15 | 10 | #N/A | #N/A | #N/A | #N/A | #N/A | 52.2092 | #N/A | #N/A | #N/A | #N/A | #N/A | 52.2092 |  | 15 | 0 | 0
2014-12-01 | 200 | 20 | #N/A | #N/A | #N/A | 22.4003 | #N/A | #N/A | #N/A | #N/A | #N/A | #N/A | 22.4003 | #N/A |  | 200 | 0 | 0
2014-06-11 | 150 | 20 | #N/A | #N/A | #N/A | 24.9 | #N/A | #N/A | #N/A | #N/A | #N/A | #N/A | 24.9 | #N/A |  | 150 | 0 | 0
2014-01-24 | 99 | 20 | #N/A | #N/A | #N/A | 23.6634 | #N/A | #N/A | #N/A | #N/A | #N/A | #N/A | 23.6634 | #N/A |  | 99 | 0 | 0
2014-01-23 | 78.2 | 25 | #N/A | #N/A | #N/A | #N/A | 36.25 | #N/A | #N/A | #N/A | #N/A | #N/A | 36.25 | #N/A |  | 78.2 | 0 | 0
2014-10-30 | 100 | 20 | #N/A | #N/A | #N/A | 27.5 | #N/A | #N/A | #N/A | #N/A | #N/A | #N/A | 27.5 | #N/A |  | 100 | 0 | 0
2014-12-31 | 50 | 20 | #N/A | #N/A | #N/A | 24 | #N/A | #N/A | #N/A | #N/A | #N/A | #N/A | 24 | #N/A |  | 50 | 0 | 0
2014-12-01 | 150 | 20 | #N/A | #N/A | #N/A | 26.274 | #N/A | #N/A | #N/A | #N/A | #N/A | #N/A | 26.274 | #N/A |  | 150 | 0 | 0
2014-12-10 | 150 | 30 | #N/A | #N/A | #N/A | 27.238 | #N/A | #N/A | #N/A | #N/A | #N/A | #N/A | 27.238 | #N/A |  | 150 | 0 | 0
2015-12-18 | 106 | 25 | #N/A | 23.8 | #N/A | #N/A | #N/A | #N/A | #N/A | #N/A | #N/A | 23.8 | #N/A | #N/A |  | 106 | 0 | 0
2013-11-06 | 172 | 20 | #N/A | #N/A | #N/A | 26.9116 | #N/A | #N/A | #N/A | #N/A | #N/A | #N/A | 26.9116 | #N/A |  | 172 | 0 | 0
2013-12-20 | 98 | 30 | #N/A | #N/A | #N/A | 23.7 | #N/A | #N/A | #N/A | #N/A | #N/A | #N/A | 23.7 | #N/A |  | 98 | 0 | 0
2014-08-01 | 116 | 10 | #N/A | #N/A | #N/A | #N/A | 35 | #N/A | #N/A | #N/A | #N/A | #N/A | 35 | #N/A |  | 116 | 0 | 0
2013-09-11 | 60 | 25 | #N/A | 33.881 | #N/A | #N/A | #N/A | #N/A | #N/A | #N/A | #N/A | 33.881 | #N/A | #N/A |  | 60 | 0 | 0
2014-07-01 | 175 | 20 | #N/A | #N/A | #N/A | #N/A | #N/A | 40.9363 | #N/A | #N/A | #N/A | #N/A | #N/A | 40.9363 |  | 175 | 0 | 0
2013-08-12 | 20 | 20 | #N/A | #N/A | 53 | #N/A | #N/A | #N/A | #N/A | #N/A | #N/A | #N/A | 53 | #N/A |  | 20 | 0 | 0
2015-05-04 | 20 | 20 | #N/A | #N/A | #N/A | 33.8 | #N/A | #N/A | #N/A | #N/A | #N/A | #N/A | 33.8 | #N/A |  | 20 | 0 | 0
2016-02-02 | 7 | 20 | #N/A | #N/A | #N/A | 33.8 | #N/A | #N/A | #N/A | #N/A | #N/A | #N/A | 33.8 | #N/A |  | 7 | 0 | 0
2015-05-01 | 20 | 20 | #N/A | #N/A | #N/A | 25 | #N/A | #N/A | #N/A | #N/A | #N/A | #N/A | 25 | #N/A |  | 20 | 0 | 0
2015-09-15 | 25 | 20 | #N/A | #N/A | #N/A | 33.8 | #N/A | #N/A | #N/A | #N/A | #N/A | #N/A | 33.8 | #N/A |  | 25 | 0 | 0
2015-10-01 | 200 | 25 | #N/A | 54.4689 | #N/A | #N/A | #N/A | #N/A | #N/A | #N/A | #N/A | 54.4689 | #N/A | #N/A |  | 200 | 0 | 0
2014-12-17 | 100 | 25 | #N/A | #N/A | #N/A | 24.35 | #N/A | #N/A | #N/A | #N/A | #N/A | #N/A | 24.35 | #N/A |  | 100 | 0 | 0
2006-04-01 | 124.2 | 15 | #N/A | #N/A | #N/A | #N/A | 40.5579 | #N/A | #N/A | #N/A | #N/A | #N/A | 40.5579 | #N/A |  | 124.2 | 0 | 0
2015-09-15 | 100.05 | 15 | #N/A | #N/A | 43 | #N/A | #N/A | #N/A | #N/A | #N/A | #N/A | #N/A | 43 | #N/A |  | 100.05 | 0 | 0
2014-09-11 | 42.95 | 20 | 71.61 | #N/A | #N/A | #N/A | #N/A | #N/A | #N/A | #N/A | #N/A | 71.61 | #N/A | #N/A |  | 42.95 | 0 | 0
2013-11-18 | 34.2 | 34.2 | #N/A | #N/A | #N/A | #N/A | #N/A | #N/A | #N/A | 95 | #N/A | #N/A | #N/A | 95 |  | 34.2 | 0 | 0
2013-11-01 | 249.2 | 25 | #N/A | 34.4392 | #N/A | #N/A | #N/A | #N/A | #N/A | #N/A | #N/A | 34.4392 | #N/A | #N/A |  | 249.2 | 0 | 0
2014-12-17 | 73.5 | 25 | #N/A | #N/A | #N/A | 24.29 | #N/A | #N/A | #N/A | #N/A | #N/A | #N/A | 24.29 | #N/A |  | 73.5 | 0 | 0
2015-06-09 | 36 | 25 | #N/A | #N/A | #N/A | 31.6782 | #N/A | #N/A | #N/A | #N/A | #N/A | #N/A | 31.6782 | #N/A |  | 36 | 0 | 0
2016-01-19 | 200 | 20 | #N/A | #N/A | #N/A | 20.5 | #N/A | #N/A | #N/A | #N/A | #N/A | #N/A | 20.5 | #N/A |  | 200 | 0 | 0
2013-07-08 | 100 | 20 | #N/A | #N/A | #N/A | 22.9047 | #N/A | #N/A | #N/A | #N/A | #N/A | #N/A | 22.9047 | #N/A |  | 100 | 0 | 0
2013-12-27 | 149.6 | 25 | #N/A | 33.1803 | #N/A | #N/A | #N/A | #N/A | #N/A | #N/A | #N/A | 33.1803 | #N/A | #N/A |  | 149.6 | 0 | 0
2013-10-25 | 19.8 | 20 | 59.7203 | #N/A | #N/A | #N/A | #N/A | #N/A | #N/A | #N/A | #N/A | 59.7203 | #N/A | #N/A |  | 19.8 | 0 | 0
2010-09-17 | 148.8 | 25 | #N/A | #N/A | #N/A | 36.8 | #N/A | #N/A | #N/A | #N/A | #N/A | #N/A | 36.8 | #N/A |  | 148.8 | 0 | 0
2011-04-06 | 155.1 | 20 | 106.6171 | #N/A | #N/A | #N/A | #N/A | #N/A | #N/A | #N/A | #N/A | 106.6171 | #N/A | #N/A |  | 155.1 | 0 | 0
2013-08-20 | 147.6 | 15 | #N/A | #N/A | #N/A | #N/A | #N/A | #N/A | #N/A | 59 | #N/A | #N/A | #N/A | 59 |  | 147.6 | 0 | 0
2013-10-17 | 400 | 20 | #N/A | #N/A | #N/A | 24.3654 | #N/A | #N/A | #N/A | #N/A | #N/A | #N/A | 24.3654 | #N/A |  | 400 | 0 | 0
2016-11-01 | 49.5 | 25 | 51.88 | #N/A | #N/A | #N/A | #N/A | #N/A | #N/A | #N/A | #N/A | 51.88 | #N/A | #N/A |  | 49.5 | 0 | 0
2016-12-06 | 27 | 20 | #N/A | #N/A | 22.228 | #N/A | #N/A | #N/A | #N/A | #N/A | #N/A | #N/A | 22.228 | #N/A |  | 27 | 0 | 0
2016-12-15 | 200 | 20 | #N/A | #N/A | #N/A | 23.3949 | #N/A | #N/A | #N/A | #N/A | #N/A | #N/A | 23.3949 | #N/A |  | 200 | 0 | 0
2015-12-23 | 206.55 | 20 | #N/A | #N/A | #N/A | 20.7041 | #N/A | #N/A | #N/A | #N/A | #N/A | #N/A | 20.7041 | #N/A |  | 206.55 | 0 | 0
2015-04-24 | 208.27 | 20 | #N/A | #N/A | #N/A | 22.4003 | #N/A | #N/A | #N/A | #N/A | #N/A | #N/A | 22.4003 | #N/A |  | 208.27 | 0 | 0
2016-03-04 | 149.73 | 30 | #N/A | #N/A | #N/A | 26.8949 | #N/A | #N/A | #N/A | #N/A | #N/A | #N/A | 26.8949 | #N/A |  | 149.73 | 0 | 0
2015-10-27 | 149.03 | 30 | #N/A | #N/A | #N/A | 24.1643 | #N/A | #N/A | #N/A | #N/A | #N/A | #N/A | 24.1643 | #N/A |  | 149.03 | 0 | 0
2015-03-24 | 78 | 20 | #N/A | #N/A | 35.75 | #N/A | #N/A | #N/A | #N/A | #N/A | #N/A | #N/A | 35.75 | #N/A |  | 78 | 0 | 0
2015-11-20 | 199.8 | 22 | #N/A | #N/A | #N/A | 21.1929 | #N/A | #N/A | #N/A | #N/A | #N/A | #N/A | 21.1929 | #N/A |  | 199.8 | 0 | 0
2015-10-16 | 198 | 20 | #N/A | #N/A | #N/A | 32.33 | #N/A | #N/A | #N/A | #N/A | #N/A | #N/A | 32.33 | #N/A |  | 198 | 0 | 0
2015-05-22 | 200.91 | 20 | #N/A | #N/A | #N/A | 31.5 | #N/A | #N/A | #N/A | #N/A | #N/A | #N/A | 31.5 | #N/A |  | 200.91 | 0 | 0
2013-08-20 | 184.8 | 15 | #N/A | #N/A | #N/A | #N/A | #N/A | #N/A | #N/A | 59 | #N/A | #N/A | #N/A | 59 |  | 184.8 | 0 | 0
2013-12-11 | 51 | 25 | #N/A | #N/A | #N/A | #N/A | #N/A | #N/A | #N/A | 57 | #N/A | #N/A | #N/A | 57 |  | 51 | 0 | 0
2015-12-16 | 149.5 | 20 | #N/A | #N/A | #N/A | #N/A | #N/A | 33.36 | #N/A | #N/A | #N/A | #N/A | #N/A | 33.36 |  | 149.5 | 0 | 0
2014-08-14 | 30 | 20 | #N/A | 68.3 | #N/A | #N/A | #N/A | #N/A | #N/A | #N/A | #N/A | 68.3 | #N/A | #N/A |  | 30 | 0 | 0
2013-11-18 | 201.6 | 20 | #N/A | #N/A | #N/A | 26.25 | #N/A | #N/A | #N/A | #N/A | #N/A | #N/A | 26.25 | #N/A |  | 201.6 | 0 | 0
2016-12-01 | 79.75 | 25 | #N/A | 37.63 | #N/A | #N/A | #N/A | #N/A | #N/A | #N/A | #N/A | 37.63 | #N/A | #N/A |  | 79.75 | 0 | 0
2017-03-07 | 231.05 | 30 | #N/A | #N/A | #N/A | 22.5052 | #N/A | #N/A | #N/A | #N/A | #N/A | #N/A | 22.5052 | #N/A |  | 231.05 | 0 | 0
2013-07-02 | 200 | 20 | #N/A | #N/A | 26.9918 | #N/A | #N/A | #N/A | #N/A | #N/A | #N/A | #N/A | 26.9918 | #N/A |  | 200 | 0 | 0
2015-11-19 | 100.8 | 23 | #N/A | #N/A | #N/A | #N/A | #N/A | 48.4 | #N/A | #N/A | #N/A | #N/A | #N/A | 48.4 |  | 100.8 | 0 | 0
2011-05-16 | 108 | 20 | #N/A | #N/A | #N/A | 23.95 | #N/A | #N/A | #N/A | #N/A | #N/A | #N/A | 23.95 | #N/A |  | 108 | 0 | 0
2016-01-08 | 200 | 15 | #N/A | #N/A | #N/A | 25.1 | #N/A | #N/A | #N/A | #N/A | #N/A | #N/A | 25.1 | #N/A |  | 200 | 0 | 0
2015-05-01 | 149 | 20 | #N/A | #N/A | 45.75 | #N/A | #N/A | #N/A | #N/A | #N/A | #N/A | #N/A | 45.75 | #N/A |  | 149 | 0 | 0
2016-03-03 | 99.25 | 35 | #N/A | #N/A | 25.3252 | #N/A | #N/A | #N/A | #N/A | #N/A | #N/A | #N/A | 25.3252 | #N/A |  | 99.25 | 0 | 0
2015-07-08 | 208 | 13 | #N/A | #N/A | #N/A | #N/A | #N/A | 44.5694 | #N/A | #N/A | #N/A | #N/A | #N/A | 44.5694 |  | 208 | 0 | 0
2012-03-17 | 202 | 10 | #N/A | #N/A | #N/A | 36.8053 | #N/A | #N/A | #N/A | #N/A | #N/A | #N/A | 36.8053 | #N/A |  | 202 | 0 | 0
2017-08-01 | 200 | 15 | #N/A | #N/A | #N/A | #N/A | 25 | #N/A | #N/A | #N/A | #N/A | #N/A | 25 | #N/A |  | 200 | 0 | 0
2015-12-18 | 29.9 | 15 | #N/A | #N/A | #N/A | 29.5 | #N/A | #N/A | #N/A | #N/A | #N/A | #N/A | 29.5 | #N/A |  | 29.9 | 0 | 0
2010-06-01 | 36 | 20 | #N/A | #N/A | 54.1524 | #N/A | #N/A | #N/A | #N/A | #N/A | #N/A | #N/A | 54.1524 | #N/A |  | 36 | 0 | 0
2017-12-21 | 50 | 25 | #N/A | 28.12 | #N/A | #N/A | #N/A | #N/A | #N/A | #N/A | #N/A | 28.12 | #N/A | #N/A |  | 50 | 0 | 0
2017-12-20 | 165 | 20 | #N/A | 27.92 | #N/A | #N/A | #N/A | #N/A | #N/A | #N/A | #N/A | 27.92 | #N/A | #N/A |  | 165 | 0 | 0
2019-05-31 | 141.2 | 20 | #N/A | 17.48 | #N/A | #N/A | #N/A | #N/A | #N/A | #N/A | #N/A | 17.48 | #N/A | #N/A |  | 141.2 | 0 | 0
2016-12-05 | 40.59 | 25 | #N/A | #N/A | #N/A | 21.2619 | #N/A | #N/A | #N/A | #N/A | #N/A | #N/A | 21.2619 | #N/A |  | 40.59 | 0 | 0
2017-07-19 | 16.1 | 25 | #N/A | #N/A | #N/A | 15.85 | #N/A | #N/A | #N/A | #N/A | #N/A | #N/A | 15.85 | #N/A |  | 16.1 | 0 | 0
2017-05-05 | 2.38 | 25 | #N/A | #N/A | #N/A | 15.6 | #N/A | #N/A | #N/A | #N/A | #N/A | #N/A | 15.6 | #N/A |  | 2.38 | 0 | 0
2017-06-06 | 15.59 | 15 | #N/A | #N/A | #N/A | 15.85 | #N/A | #N/A | #N/A | #N/A | #N/A | #N/A | 15.85 | #N/A |  | 15.59 | 0 | 0
2017-03-14 | 15 | 25 | #N/A | #N/A | #N/A | 15.6 | #N/A | #N/A | #N/A | #N/A | #N/A | #N/A | 15.6 | #N/A |  | 15 | 0 | 0
2015-11-09 | 64.8 | 25 | #N/A | #N/A | #N/A | 23 | #N/A | #N/A | #N/A | #N/A | #N/A | #N/A | 23 | #N/A |  | 64.8 | 0 | 0
2017-06-20 | 75 | 25 | #N/A | 27.1 | #N/A | #N/A | #N/A | #N/A | #N/A | #N/A | #N/A | 27.1 | #N/A | #N/A |  | 75 | 0 | 0
2015-09-17 | 98 | 20 | #N/A | #N/A | 36 | #N/A | #N/A | #N/A | #N/A | #N/A | #N/A | #N/A | 36 | #N/A |  | 98 | 0 | 0
2016-07-18 | 46 | 20 | 58.5 | #N/A | #N/A | #N/A | #N/A | #N/A | #N/A | #N/A | #N/A | 58.5 | #N/A | #N/A |  | 46 | 0 | 0
2010-12-17 | 38.46 | 15 | #N/A | #N/A | #N/A | #N/A | #N/A | #N/A | #N/A | 56.6108 | #N/A | #N/A | #N/A | 56.6108 |  | 38.46 | 0 | 0
2015-10-09 | 30 | 23 | #N/A | #N/A | #N/A | #N/A | #N/A | #N/A | #N/A | 88 | #N/A | #N/A | #N/A | 88 |  | 30 | 0 | 0
2015-12-04 | 99.1 | 20 | #N/A | #N/A | #N/A | 23 | #N/A | #N/A | #N/A | #N/A | #N/A | #N/A | 23 | #N/A |  | 99.1 | 0 | 0
2016-11-11 | 298.2 | 20 | #N/A | 50.3 | #N/A | #N/A | #N/A | #N/A | #N/A | #N/A | #N/A | 50.3 | #N/A | #N/A |  | 298.2 | 0 | 0
2016-02-01 | 75 | 22 | #N/A | #N/A | #N/A | #N/A | #N/A | 38.5 | #N/A | #N/A | #N/A | #N/A | #N/A | 38.5 |  | 75 | 0 | 0
2016-02-01 | 25 | 20 | #N/A | #N/A | #N/A | #N/A | #N/A | 39.5399 | #N/A | #N/A | #N/A | #N/A | #N/A | 39.5399 |  | 25 | 0 | 0
2016-08-11 | 75.4 | 20 | #N/A | #N/A | 39.6428 | #N/A | #N/A | #N/A | #N/A | #N/A | #N/A | #N/A | 39.6428 | #N/A |  | 75.4 | 0 | 0
2016-05-31 | 119.7 | 21 | #N/A | #N/A | #N/A | #N/A | #N/A | 42.6409 | #N/A | #N/A | #N/A | #N/A | #N/A | 42.6409 |  | 119.7 | 0 | 0
2017-10-02 | 29.875 | 15 | #N/A | #N/A | #N/A | 20.5954 | #N/A | #N/A | #N/A | #N/A | #N/A | #N/A | 20.5954 | #N/A |  | 29.875 | 0 | 0
2017-11-17 | 100 | 35 | #N/A | #N/A | #N/A | 12 | #N/A | #N/A | #N/A | #N/A | #N/A | #N/A | 12 | #N/A |  | 100 | 0 | 0
2017-10-16 | 103.5 | 20 | #N/A | #N/A | 25.2854 | #N/A | #N/A | #N/A | #N/A | #N/A | #N/A | #N/A | 25.2854 | #N/A |  | 103.5 | 0 | 0
2017-10-12 | 243.8 | 30 | #N/A | #N/A | #N/A | 14.35 | #N/A | #N/A | #N/A | #N/A | #N/A | #N/A | 14.35 | #N/A |  | 243.8 | 0 | 0
2017-07-07 | 132 | 22 | #N/A | #N/A | 26.5 | #N/A | #N/A | #N/A | #N/A | #N/A | #N/A | #N/A | 26.5 | #N/A |  | 132 | 0 | 0
2015-07-24 | 80 | 15 | #N/A | #N/A | #N/A | #N/A | #N/A | #N/A | 90.6605 | #N/A | #N/A | #N/A | #N/A | 90.6605 |  | 80 | 0 | 0
2015-04-07 | 300 | 20 | #N/A | #N/A | #N/A | 29.95 | #N/A | #N/A | #N/A | #N/A | #N/A | #N/A | 29.95 | #N/A |  | 300 | 0 | 0
2016-05-31 | 140 | 20 | #N/A | #N/A | #N/A | 21.53 | #N/A | #N/A | #N/A | #N/A | #N/A | #N/A | 21.53 | #N/A |  | 140 | 0 | 0
2017-01-01 | 66 | 19 | #N/A | #N/A | #N/A | #N/A | #N/A | 45.2 | #N/A | #N/A | #N/A | #N/A | #N/A | 45.2 |  | 66 | 0 | 0
2018-01-10 | 97 | 20 | #N/A | #N/A | #N/A | 13.45 | #N/A | #N/A | #N/A | #N/A | #N/A | #N/A | 13.45 | #N/A |  | 97 | 0 | 0
2017-11-17 | 83 | 20 | #N/A | #N/A | #N/A | 13.45 | #N/A | #N/A | #N/A | #N/A | #N/A | #N/A | 13.45 | #N/A |  | 83 | 0 | 0
2014-09-24 | 140 | 10 | #N/A | #N/A | #N/A | #N/A | #N/A | 43.3962 | #N/A | #N/A | #N/A | #N/A | #N/A | 43.3962 |  | 140 | 0 | 0
2015-08-07 | 324 | 20 | #N/A | 49.8294 | #N/A | #N/A | #N/A | #N/A | #N/A | #N/A | #N/A | 49.8294 | #N/A | #N/A |  | 324 | 0 | 0
2008-01-02 | 24 | 15 | #N/A | #N/A | #N/A | #N/A | #N/A | #N/A | #N/A | 52.5 | #N/A | #N/A | #N/A | 52.5 |  | 24 | 0 | 0
2017-11-17 | 200 | 20 | #N/A | #N/A | #N/A | 14.75 | #N/A | #N/A | #N/A | #N/A | #N/A | #N/A | 14.75 | #N/A |  | 200 | 0 | 0
2017-05-17 | 100 | 20 | #N/A | #N/A | 22.5 | #N/A | #N/A | #N/A | #N/A | #N/A | #N/A | #N/A | 22.5 | #N/A |  | 100 | 0 | 0
2019-09-22 | 76.8 | 20 | #N/A | #N/A | #N/A | #N/A | #N/A | 52.3146 | #N/A | #N/A | #N/A | #N/A | #N/A | 52.3146 |  | 76.8 | 0 | 0
2017-06-09 | 160 | 20 | #N/A | #N/A | #N/A | 13.25 | #N/A | #N/A | #N/A | #N/A | #N/A | #N/A | 13.25 | #N/A |  | 160 | 0 | 0
2016-05-12 | 7.2 | 20 | #N/A | #N/A | #N/A | #N/A | #N/A | #N/A | #N/A | 50 | #N/A | #N/A | #N/A | 50 |  | 7.2 | 0 | 0
2018-12-31 | 21.6 | 20 | #N/A | #N/A | #N/A | #N/A | #N/A | #N/A | #N/A | 44.3549 | #N/A | #N/A | #N/A | 44.3549 |  | 21.6 | 0 | 0
2017-01-27 | 100.05 | 25 | #N/A | #N/A | #N/A | 19.5 | #N/A | #N/A | #N/A | #N/A | #N/A | #N/A | 19.5 | #N/A |  | 100.05 | 0 | 0
2017-03-07 | 216.2 | 25 | #N/A | #N/A | 16.7323 | #N/A | #N/A | #N/A | #N/A | #N/A | #N/A | #N/A | 16.7323 | #N/A |  | 216.2 | 0 | 0
2017-11-15 | 211.66 | 12 | #N/A | #N/A | 21.78 | #N/A | #N/A | #N/A | #N/A | #N/A | #N/A | #N/A | 21.78 | #N/A |  | 211.66 | 0 | 0
2016-10-28 | 216.44 | 26 | #N/A | #N/A | 21 | #N/A | #N/A | #N/A | #N/A | #N/A | #N/A | #N/A | 21 | #N/A |  | 216.44 | 0 | 0
2017-03-13 | 106.7 | 20 | #N/A | #N/A | 18.983 | #N/A | #N/A | #N/A | #N/A | #N/A | #N/A | #N/A | 18.983 | #N/A |  | 106.7 | 0 | 0
2017-02-09 | 128.7 | 12 | 41.4335 | #N/A | #N/A | #N/A | #N/A | #N/A | #N/A | #N/A | #N/A | 41.4335 | #N/A | #N/A |  | 128.7 | 0 | 0
2016-12-05 | 43.2 | 12 | 43.85 | #N/A | #N/A | #N/A | #N/A | #N/A | #N/A | #N/A | #N/A | 43.85 | #N/A | #N/A |  | 43.2 | 0 | 0
2018-10-05 | 21.6 | 15 | 45.4 | #N/A | #N/A | #N/A | #N/A | #N/A | #N/A | #N/A | #N/A | 45.4 | #N/A | #N/A |  | 21.6 | 0 | 0
2017-08-11 | 48.8 | 20 | #N/A | #N/A | 46.043 | #N/A | #N/A | #N/A | #N/A | #N/A | #N/A | #N/A | 46.043 | #N/A |  | 48.8 | 0 | 0
2017-08-11 | 102.5 | 20 | #N/A | #N/A | 41.0418 | #N/A | #N/A | #N/A | #N/A | #N/A | #N/A | #N/A | 41.0418 | #N/A |  | 102.5 | 0 | 0
2019-05-21 | 96.7 | 12 | #N/A | 24 | #N/A | #N/A | #N/A | #N/A | #N/A | #N/A | #N/A | 24 | #N/A | #N/A |  | 96.7 | 0 | 0
2016-07-26 | 199.2 | 16 | #N/A | #N/A | 28.0949 | #N/A | #N/A | #N/A | #N/A | #N/A | #N/A | #N/A | 28.0949 | #N/A |  | 199.2 | 0 | 0
2018-11-19 | 161 | 15 | #N/A | #N/A | #N/A | 14.1 | #N/A | #N/A | #N/A | #N/A | #N/A | #N/A | 14.1 | #N/A |  | 161 | 0 | 0
2019-05-16 | 160 | 15 | #N/A | #N/A | #N/A | 13.87 | #N/A | #N/A | #N/A | #N/A | #N/A | #N/A | 13.87 | #N/A |  | 160 | 0 | 0
2017-07-21 | 100 | 20 | #N/A | #N/A | 33.13 | #N/A | #N/A | #N/A | #N/A | #N/A | #N/A | #N/A | 33.13 | #N/A |  | 100 | 0 | 0
2018-03-13 | 79.9 | 15 | #N/A | 23.2476 | #N/A | #N/A | #N/A | #N/A | #N/A | #N/A | #N/A | 23.2476 | #N/A | #N/A |  | 79.9 | 0 | 0
2017-09-01 | 242 | 25 | #N/A | #N/A | #N/A | #N/A | #N/A | #N/A | #N/A | #N/A | 21.95 | #N/A | #N/A | 21.95 |  | 242 | 0 | 0
2018-10-22 | 299.36 | 25 | #N/A | 10.6825 | #N/A | #N/A | #N/A | #N/A | #N/A | #N/A | #N/A | 10.6825 | #N/A | #N/A |  | 299.36 | 0 | 0
2018-01-22 | 226.56 | 21.5 | #N/A | 17.3 | #N/A | #N/A | #N/A | #N/A | #N/A | #N/A | #N/A | 17.3 | #N/A | #N/A |  | 226.56 | 0 | 0
2020-04-15 | 56.2 | 12 | #N/A | #N/A | #N/A | #N/A | #N/A | 34.15 | #N/A | #N/A | #N/A | #N/A | #N/A | 34.15 |  | 56.2 | 0 | 0
2020-06-04 | 331 | 20 | #N/A | 41 | #N/A | #N/A | #N/A | #N/A | #N/A | #N/A | #N/A | 41 | #N/A | #N/A |  | 331 | 0 | 0
2019-11-25 | 100 | 15 | #N/A | #N/A | 23.1347 | #N/A | #N/A | #N/A | #N/A | #N/A | #N/A | #N/A | 23.1347 | #N/A |  | 100 | 0 | 0
2019-07-08 | 200 | 25 | #N/A | #N/A | 18.57 | #N/A | #N/A | #N/A | #N/A | #N/A | #N/A | #N/A | 18.57 | #N/A |  | 200 | 0 | 0
2019-01-08 | 236.5 | 20 | #N/A | #N/A | #N/A | #N/A | #N/A | #N/A | #N/A | #N/A | 22.2 | #N/A | #N/A | 22.2 |  | 236.5 | 0 | 0
2018-12-05 | 171 | 25 | #N/A | 18 | #N/A | #N/A | #N/A | #N/A | #N/A | #N/A | #N/A | 18 | #N/A | #N/A |  | 171 | 0 | 0
2019-06-05 | 104 | 15 | #N/A | #N/A | #N/A | #N/A | #N/A | 31.6551 | #N/A | #N/A | #N/A | #N/A | #N/A | 31.6551 |  | 104 | 0 | 0
2018-10-19 | 199.4 | 20 | #N/A | 15.5 | #N/A | #N/A | #N/A | #N/A | #N/A | #N/A | #N/A | 15.5 | #N/A | #N/A |  | 199.4 | 0 | 0
2019-02-06 | 134.08 | 20 | #N/A | 17.7 | #N/A | #N/A | #N/A | #N/A | #N/A | #N/A | #N/A | 17.7 | #N/A | #N/A |  | 134.08 | 0 | 0
2018-11-21 | 250 | 21 | #N/A | #N/A | #N/A | 11.97 | #N/A | #N/A | #N/A | #N/A | #N/A | #N/A | 11.97 | #N/A |  | 250 | 0 | 0
2016-10-28 | 199.52 | 30 | #N/A | #N/A | #N/A | 21.7396 | #N/A | #N/A | #N/A | #N/A | #N/A | #N/A | 21.7396 | #N/A |  | 199.52 | 0 | 0
2019-01-03 | 398.6 | 20 | #N/A | #N/A | 31.87 | #N/A | #N/A | #N/A | #N/A | #N/A | #N/A | #N/A | 31.87 | #N/A |  | 398.6 | 0 | 0
2019-10-03 | 300 | 20 | #N/A | 41.88 | #N/A | #N/A | #N/A | #N/A | #N/A | #N/A | #N/A | 41.88 | #N/A | #N/A |  | 300 | 0 | 0
2018-04-20 | 301.02 | 20 | #N/A | #N/A | #N/A | 14.21 | #N/A | #N/A | #N/A | #N/A | #N/A | #N/A | 14.21 | #N/A |  | 301.02 | 0 | 0
2019-10-17 | 90 | 20 | #N/A | #N/A | #N/A | 13.52 | #N/A | #N/A | #N/A | #N/A | #N/A | #N/A | 13.52 | #N/A |  | 90 | 0 | 0
2019-10-17 | 110 | 20 | #N/A | #N/A | #N/A | 16.73 | #N/A | #N/A | #N/A | #N/A | #N/A | #N/A | 16.73 | #N/A |  | 110 | 0 | 0
2019-03-07 | 144 | 20 | #N/A | 30.1 | #N/A | #N/A | #N/A | #N/A | #N/A | #N/A | #N/A | 30.1 | #N/A | #N/A |  | 144 | 0 | 0
2017-02-17 | 200.8 | 20 | #N/A | 42.4211 | #N/A | #N/A | #N/A | #N/A | #N/A | #N/A | #N/A | 42.4211 | #N/A | #N/A |  | 200.8 | 0 | 0
2020-05-27 | 172.5484 | 11 | #N/A | #N/A | #N/A | 16.7 | #N/A | #N/A | #N/A | #N/A | #N/A | #N/A | 16.7 | #N/A |  | 172.5484 | 0 | 0
2020-05-27 | 26.3216 | 11 | #N/A | #N/A | #N/A | 13.25 | #N/A | #N/A | #N/A | #N/A | #N/A | #N/A | 13.25 | #N/A |  | 26.3216 | 0 | 0
2018-08-20 | 250.4 | 20 | #N/A | #N/A | 19.51 | #N/A | #N/A | #N/A | #N/A | #N/A | #N/A | #N/A | 19.51 | #N/A |  | 250.4 | 0 | 0
2019-08-21 | 72.6 | 20 | #N/A | #N/A | #N/A | #N/A | #N/A | #N/A | #N/A | 42.6388 | #N/A | #N/A | #N/A | 42.6388 |  | 72.6 | 0 | 0
2019-01-11 | 136.8 | 32 | #N/A | 52.8191 | #N/A | #N/A | #N/A | #N/A | #N/A | #N/A | #N/A | 52.8191 | #N/A | #N/A |  | 136.8 | 0 | 0
2019-01-22 | 102 | 15 | #N/A | #N/A | 26 | #N/A | #N/A | #N/A | #N/A | #N/A | #N/A | #N/A | 26 | #N/A |  | 102 | 0 | 0
2018-01-22 | 216.6 | 29 | #N/A | #N/A | #N/A | 28.318 | #N/A | #N/A | #N/A | #N/A | #N/A | #N/A | 28.318 | #N/A |  | 216.6 | 0 | 0
2018-07-22 | 45.36 | 15 | #N/A | #N/A | #N/A | #N/A | #N/A | 30.4 | #N/A | #N/A | #N/A | #N/A | #N/A | 30.4 |  | 45.36 | 0 | 0
2018-07-22 | 80.64 | 15 | #N/A | #N/A | #N/A | #N/A | #N/A | 30.622 | #N/A | #N/A | #N/A | #N/A | #N/A | 30.622 |  | 80.64 | 0 | 0
2019-02-11 | 199.54 | 30 | #N/A | 35.29 | #N/A | #N/A | #N/A | #N/A | #N/A | #N/A | #N/A | 35.29 | #N/A | #N/A |  | 199.54 | 0 | 0
2017-10-01 | 98 | 12 | #N/A | #N/A | 25.5 | #N/A | #N/A | #N/A | #N/A | #N/A | #N/A | #N/A | 25.5 | #N/A |  | 98 | 0 | 0
2017-09-26 | 30 | 20 | #N/A | 27.0678 | #N/A | #N/A | #N/A | #N/A | #N/A | #N/A | #N/A | 27.0678 | #N/A | #N/A |  | 30 | 0 | 0
2020-04-16 | 50.1 | 15 | 44.85 | #N/A | #N/A | #N/A | #N/A | #N/A | #N/A | #N/A | #N/A | 44.85 | #N/A | #N/A |  | 50.1 | 0 | 0
2019-12-20 | 14.4 | 12 | 45.81 | #N/A | #N/A | #N/A | #N/A | #N/A | #N/A | #N/A | #N/A | 45.81 | #N/A | #N/A |  | 14.4 | 0 | 0
2018-08-31 | 97.2 | 15 | 43.88 | #N/A | #N/A | #N/A | #N/A | #N/A | #N/A | #N/A | #N/A | 43.88 | #N/A | #N/A |  | 97.2 | 0 | 0
2017-01-19 | 100 | 30 | #N/A | 44.5176 | #N/A | #N/A | #N/A | #N/A | #N/A | #N/A | #N/A | 44.5176 | #N/A | #N/A |  | 100 | 0 | 0
2021-01-22 | 80 | 15 | #N/A | #N/A | 24.88 | #N/A | #N/A | #N/A | #N/A | #N/A | #N/A | #N/A | 24.88 | #N/A |  | 80 | 0 | 0
2019-12-18 | 200 | 20 | #N/A | 14.65 | #N/A | #N/A | #N/A | #N/A | #N/A | #N/A | #N/A | 14.65 | #N/A | #N/A |  | 200 | 0 | 0
2020-08-07 | 53.6 | 20 | #N/A | #N/A | 23 | #N/A | #N/A | #N/A | #N/A | #N/A | #N/A | #N/A | 23 | #N/A |  | 53.6 | 0 | 0
2020-09-17 | 250.7 | 15 | #N/A | #N/A | #N/A | 16.24 | #N/A | #N/A | #N/A | #N/A | #N/A | #N/A | 16.24 | #N/A |  | 250.7 | 0 | 0
2020-09-17 | 300.6 | 15 | #N/A | #N/A | #N/A | 17.46 | #N/A | #N/A | #N/A | #N/A | #N/A | #N/A | 17.46 | #N/A |  | 300.6 | 0 | 0
2019-01-01 | 46.5 | 15 | 36.5 | #N/A | #N/A | #N/A | #N/A | #N/A | #N/A | #N/A | #N/A | 36.5 | #N/A | #N/A |  | 46.5 | 0 | 0
2021-09-01 | 197.4 | 10 | #N/A | #N/A | #N/A | 17.15 | #N/A | #N/A | #N/A | #N/A | #N/A | #N/A | 17.15 | #N/A |  | 197.4 | 0 | 0
2018-10-29 | 153.6 | 12 | #N/A | #N/A | #N/A | 15.63 | #N/A | #N/A | #N/A | #N/A | #N/A | #N/A | 15.63 | #N/A |  | 153.6 | 0 | 0
2019-02-05 | 104 | 20 | #N/A | 11.5 | #N/A | #N/A | #N/A | #N/A | #N/A | #N/A | #N/A | 11.5 | #N/A | #N/A |  | 104 | 0 | 0
2020-09-16 | 29.5 | 20 | 38 | #N/A | #N/A | #N/A | #N/A | #N/A | #N/A | #N/A | #N/A | 38 | #N/A | #N/A |  | 29.5 | 0 | 0
2020-11-30 | 33.8 | 20 | 44.25 | #N/A | #N/A | #N/A | #N/A | #N/A | #N/A | #N/A | #N/A | 44.25 | #N/A | #N/A |  | 33.8 | 0 | 0
2019-10-02 | 128 | 11 | #N/A | #N/A | #N/A | 14 | #N/A | #N/A | #N/A | #N/A | #N/A | #N/A | 14 | #N/A |  | 128 | 0 | 0
2019-10-21 | 302.4 | 20 | #N/A | #N/A | 30.25 | #N/A | #N/A | #N/A | #N/A | #N/A | #N/A | #N/A | 30.25 | #N/A |  | 302.4 | 0 | 0
2019-12-13 | 76.5 | 15 | #N/A | #N/A | #N/A | #N/A | #N/A | 32.75 | #N/A | #N/A | #N/A | #N/A | #N/A | 32.75 |  | 76.5 | 0 | 0
2021-04-21 | 29.9 | 15 | #N/A | 43.13 | #N/A | #N/A | #N/A | #N/A | #N/A | #N/A | #N/A | 43.13 | #N/A | #N/A |  | 29.9 | 0 | 0
2021-04-21 | 50 | 15 | #N/A | 46.37 | #N/A | #N/A | #N/A | #N/A | #N/A | #N/A | #N/A | 46.37 | #N/A | #N/A |  | 50 | 0 | 0
2020-08-25 | 100 | 10 | #N/A | 44.11 | #N/A | #N/A | #N/A | #N/A | #N/A | #N/A | #N/A | 44.11 | #N/A | #N/A |  | 100 | 0 | 0
2020-08-31 | 225 | 15 | #N/A | 40 | #N/A | #N/A | #N/A | #N/A | #N/A | #N/A | #N/A | 40 | #N/A | #N/A |  | 225 | 0 | 0
2021-06-30 | 180 | 15 | #N/A | #N/A | 26.99 | #N/A | #N/A | #N/A | #N/A | #N/A | #N/A | #N/A | 26.99 | #N/A |  | 180 | 0 | 0
2012-12-04 | 9.1 | 20 | #N/A | #N/A | #N/A | #N/A | #N/A | #N/A | #N/A | 93 | #N/A | #N/A | #N/A | 93 |  | 9.1 | 0 | 0
2021-05-21 | 145 | 20 | #N/A | 19.2 | #N/A | #N/A | #N/A | #N/A | #N/A | #N/A | #N/A | 19.2 | #N/A | #N/A |  | 145 | 0 | 0
2021-02-03 | 350 | 25 | #N/A | 25.25 | #N/A | #N/A | #N/A | #N/A | #N/A | #N/A | #N/A | 25.25 | #N/A | #N/A |  | 350 | 0 | 0
2022-03-01 | 70 | 15 | #N/A | #N/A | 29.95 | #N/A | #N/A | #N/A | #N/A | #N/A | #N/A | #N/A | 29.95 | #N/A |  | 70 | 0 | 0
2019-09-18 | 110 | 30 | #N/A | #N/A | 25.49 | #N/A | #N/A | #N/A | #N/A | #N/A | #N/A | #N/A | 25.49 | #N/A |  | 110 | 0 | 0
2018-10-18 | 106 | 25 | #N/A | #N/A | 20.7 | #N/A | #N/A | #N/A | #N/A | #N/A | #N/A | #N/A | 20.7 | #N/A |  | 106 | 0 | 0
2020-07-21 | 199.4 | 25 | #N/A | #N/A | 24.2583 | #N/A | #N/A | #N/A | #N/A | #N/A | #N/A | #N/A | 24.2583 | #N/A |  | 199.4 | 0 | 0
2020-05-28 | 201.3 | 20 | #N/A | 48.8578 | #N/A | #N/A | #N/A | #N/A | #N/A | #N/A | #N/A | 48.8578 | #N/A | #N/A |  | 201.3 | 0 | 0
2017-09-01 | 100 | 20 | #N/A | #N/A | #N/A | #N/A | #N/A | #N/A | 69.55 | #N/A | #N/A | #N/A | #N/A | 69.55 |  | 100 | 0 | 0
2018-09-01 | 101.2 | 20 | #N/A | #N/A | #N/A | #N/A | #N/A | #N/A | 70.8 | #N/A | #N/A | #N/A | #N/A | 70.8 |  | 101.2 | 0 | 0
2018-10-19 | 105.8 | 20 | #N/A | #N/A | #N/A | #N/A | #N/A | #N/A | 74.96 | #N/A | #N/A | #N/A | #N/A | 74.96 |  | 105.8 | 0 | 0
2019-08-01 | 121.8 | 20 | #N/A | #N/A | #N/A | #N/A | #N/A | #N/A | 69.62 | #N/A | #N/A | #N/A | #N/A | 69.62 |  | 121.8 | 0 | 0
2019-09-01 | 121.8 | 20 | #N/A | #N/A | #N/A | #N/A | #N/A | #N/A | 67.72 | #N/A | #N/A | #N/A | #N/A | 67.72 |  | 121.8 | 0 | 0
2019-10-01 | 339.78 | 20 | #N/A | #N/A | #N/A | #N/A | #N/A | #N/A | 65.62 | #N/A | #N/A | #N/A | #N/A | 65.62 |  | 339.78 | 0 | 0
2019-11-01 | 112.5 | 20 | #N/A | #N/A | #N/A | #N/A | #N/A | #N/A | 69.62 | #N/A | #N/A | #N/A | #N/A | 69.62 |  | 112.5 | 0 | 0
2020-08-01 | 77.7 | 20 | #N/A | #N/A | #N/A | #N/A | #N/A | #N/A | 66.37 | #N/A | #N/A | #N/A | #N/A | 66.37 |  | 77.7 | 0 | 0
2020-09-01 | 147 | 20 | #N/A | #N/A | #N/A | #N/A | #N/A | #N/A | 67.01 | #N/A | #N/A | #N/A | #N/A | 67.01 |  | 147 | 0 | 0
2020-10-01 | 99 | 20 | #N/A | #N/A | #N/A | #N/A | #N/A | #N/A | 67.27 | #N/A | #N/A | #N/A | #N/A | 67.27 |  | 99 | 0 | 0
2021-09-01 | 145 | 20 | #N/A | #N/A | #N/A | #N/A | #N/A | #N/A | 71.59 | #N/A | #N/A | #N/A | #N/A | 71.59 |  | 145 | 0 | 0
2015-11-19 | 131.1 | 15 | 50.8269 | #N/A | #N/A | #N/A | #N/A | #N/A | #N/A | #N/A | #N/A | 50.8269 | #N/A | #N/A |  | 131.1 | 0 | 0
2015-05-29 | 50.4 | 20 | #N/A | #N/A | #N/A | #N/A | #N/A | 56.671 | #N/A | #N/A | #N/A | #N/A | #N/A | 56.671 |  | 50.4 | 0 | 0
2021-12-16 | 102.2 | 20 | #N/A | 31.58 | #N/A | #N/A | #N/A | #N/A | #N/A | #N/A | #N/A | 31.58 | #N/A | #N/A |  | 102.2 | 0 | 0
2021-03-15 | 75 | 15 | #N/A | #N/A | #N/A | #N/A | #N/A | 20.05 | #N/A | #N/A | #N/A | #N/A | #N/A | 20.05 |  | 75 | 0 | 0
2022-06-28 | 200 | 15 | #N/A | #N/A | #N/A | 27.72 | #N/A | #N/A | #N/A | #N/A | #N/A | #N/A | 27.72 | #N/A |  | 200 | 0 | 0
2022-06-21 | 200 | 20 | #N/A | 21.16 | #N/A | #N/A | #N/A | #N/A | #N/A | #N/A | #N/A | 21.16 | #N/A | #N/A |  | 200 | 0 | 0
2022-06-23 | 105.66 | 20 | #N/A | 42.32 | #N/A | #N/A | #N/A | #N/A | #N/A | #N/A | #N/A | 42.32 | #N/A | #N/A |  | 105.66 | 0 | 0
2021-02-19 | 201.6 | 15 | #N/A | #N/A | 38.5 | #N/A | #N/A | #N/A | #N/A | #N/A | #N/A | #N/A | 38.5 | #N/A |  | 201.6 | 0 | 0
2022-10-11 | 643.44 | 15 | #N/A | #N/A | #N/A | 41 | #N/A | #N/A | #N/A | #N/A | #N/A | #N/A | 41 | #N/A |  | 643.44 | 0 | 0
2022-10-23 | 102.84 | 30 | #N/A | 37.71 | #N/A | #N/A | #N/A | #N/A | #N/A | #N/A | #N/A | 37.71 | #N/A | #N/A |  | 102.84 | 0 | 0
2022-10-21 | 200.22 | 26 | #N/A | #N/A | #N/A | 24.85 | #N/A | #N/A | #N/A | #N/A | #N/A | #N/A | 24.85 | #N/A |  | 200.22 | 0 | 0
2018-10-19 | 95.25 | 15 | 43.5 | #N/A | #N/A | #N/A | #N/A | #N/A | #N/A | #N/A | #N/A | 43.5 | #N/A | #N/A |  | 95.25 | 0 | 0
2020-10-15 | 105.5 | 15 | #N/A | #N/A | #N/A | #N/A | #N/A | 32.06 | #N/A | #N/A | #N/A | #N/A | #N/A | 32.06 |  | 105.5 | 0 | 0

## Wind PPA Average
Generation-weighted average levelized wind PPA prices by PPA execution date and region
Source: Berkeley Lab, FERC
Note: West = CAISO, West (non-ISO); Central = MISO, SPP, ERCOT; East = PJM, NYISO, ISO-NE, Southeast (non-ISO)
PPA | Nationwide | West | Central | East | Nationwide |  | West |  | Central |  | East
Execution | Average PPA | Average PPA | Average PPA | Average PPA | Sample |  | Sample |  | Sample |  | Sample
Year | 2023 $/MWh | 2023 $/MWh | 2023 $/MWh | 2023 $/MWh | MW | Projects | MW | Projects | MW | Projects | MW | Projects
1996-99 | 50.0119 | 77.7513 | 47.2589 | 223.8915 | 553 | 10 | 25.08 | 1 | 517.13 | 8 | 10.4 | 1
2000-01 | 45.4415 | 45.7581 | 45.9393 | 60.0485 | 1249 | 17 | 445.94 | 5 | 663.8 | 9 | 139.5 | 3
2002-03 | 42.2012 | 45.7752 | 31.3741 | 64.8461 | 1382 | 24 | 835.44 | 9 | 450.67 | 11 | 96 | 4
2004-05 | 47.7296 | 62.6834 | 43.4508 | 52.2463 | 2190 | 30 | 517.46 | 11 | 1615.5 | 18 | 56.7 | 1
2006 | 61.3543 | 65.9652 | 50.8002 | 68.8781 | 2436 | 31 | 1324.75 | 14 | 869.55 | 11 | 241.2 | 6
2007 | 63.4311 | 87.8952 | 55.7164 | 76.0388 | 1781 | 26 | 397.7 | 4 | 1109.26 | 19 | 274.4333 | 3
2008 | 78.1534 | 90.3732 | 63.9883 | 93.8607 | 3489 | 40 | 1611.4 | 11 | 1148.4 | 18 | 729.4667 | 11
2009 | 82.4699 | 106.3638 | 66.6304 | 93.3314 | 4048 | 49 | 1680 | 21 | 1858.4 | 21 | 510 | 7
2010 | 72.0672 | 98.4999 | 56.5087 | 86.8748 | 4865 | 51 | 2136.9 | 18 | 2290.6 | 23 | 437.34 | 10
2011 | 52.4244 | 70.4846 | 45.8722 | 56.6679 | 4634 | 43 | 1285.4 | 10 | 2842.31 | 28 | 506.16 | 5
2012 | 44.6242 | 54.6469 | 39.6454 | 60.1761 | 1101 | 14 | 141 | 2 | 763.3 | 7 | 197.1 | 5
2013 | 31.5218 | 41.303 | 26.3212 | 56.5018 | 5306 | 36 | 985.7 | 9 | 3702.2 | 22 | 617.6 | 5
2014 | 28.9826 | 72.2907 | 26.0096 | 41.9377 | 2155 | 18 | 72.95 | 2 | 1766.7 | 14 | 315 | 2
2015 | 33.5745 | 45.4786 | 26.9023 | 50.1863 | 3562 | 28 | 761.1 | 4 | 2182.41 | 18 | 618.7 | 6
2016 | 27.6014 | 43.9418 | 22.8439 | 38.7262 | 2498 | 22 | 516.65 | 5 | 1754.13 | 13 | 226.9 | 4
2017 | 21.2567 | 32.1551 | 17.3936 | 31.5729 | 3774 | 33 | 749.5 | 7 | 2616.205 | 23 | 408 | 3
2018 | 19.537 | 18.161 | 16.9032 | 46.8103 | 3080 | 21 | 1190.27 | 8 | 1535.62 | 8 | 354.6 | 5
2019 | 26.8652 | 25.8214 | 19.5971 | 40.4368 | 4481 | 30 | 1517.22 | 11 | 1701 | 10 | 1262.28 | 9
2020 | 29.5391 | 35.9489 | 17.3086 | 46.4456 | 2694 | 19 | 1205.26 | 8 | 1003.17 | 6 | 485.4 | 5
2021 | 24.9746 | 23.0593 | 24.3071 | 45.8618 | 1556 | 11 | 677.1 | 5 | 659 | 4 | 220 | 2
2022 | 25.5209 | 24.462 | 25.8331 | #N/A | 1522 | 7 | 408.5 | 3 | 1113.66 | 4 | 0 | 0

## Level10 Wind PPA Prices
LevelTen Energy wind PPA price indices
Note: Above data are presented in real levelized 2023$, converted from reported nominal dollars from | [8 empty] | Note: Above data are as reported by LevelTen Energy, in nominal dollars
LevelTen Energy using methods described in full report
Source: LevelTen Energy
Level10 PPA Price Index
25th percentile
| nominal dollars | [21 empty] | Average
| 2018 |  | 2019 |  |  |  | 2020 |  |  |  | 2021 |  |  |  | 2022 |  |  |  | 2023 |  |  |  | calendar
Region | Q3 | Q4 | Q1 | Q2 | Q3 | Q4 | Q1 | Q2 | Q3 | Q4 | Q1 | Q2 | Q3 | Q4 | Q1 | Q2 | Q3 | Q4 | Q1 | Q2 | Q3 | Q4 | year 2023
ISO-NE | #N/A | #N/A | #N/A | #N/A | #N/A | #N/A | #N/A | #N/A | #N/A | #N/A | #N/A | #N/A | #N/A | #N/A | #N/A | #N/A | #N/A | #N/A | #N/A | #N/A | #N/A | #N/A | #N/A
CAISO | 38 | 38 | 39.7 | 40 | 40 | 40 | 48.3 | 48 | 49.7 | 49 | 50.3 | 51.6 | #N/A | #N/A | 61 | 61 | 69.113 | #N/A | #N/A | #N/A | 80.5 | 75 | 77.75
PJM | 30 | 31.5 | 32 | 31 | 28 | 28 | 29.1 | 35.3 | 35.6 | 35.5 | 35.5 | 34 | 43 | 47.7 | 55.1 | 47 | 47.5 | 50 | 50 | #N/A | #N/A | 65 | 57.5
NYISO | #N/A | #N/A | #N/A | #N/A | #N/A | #N/A | #N/A | #N/A | #N/A | #N/A | #N/A | #N/A | #N/A | #N/A | #N/A | #N/A | #N/A | #N/A | #N/A | #N/A | #N/A | #N/A | #N/A
MISO | 17.8 | 21.6 | 22.2 | 22.5 | 27 | 27 | 27.4 | 25.2 | 30 | 33 | 28.4 | 33.9 | 35.9 | 35.9 | 38.8 | 39.3 | 47 | 42.3 | 46 | 57 | 59 | 58 | 55
ERCOT | 15.5 | 15.8 | 14.8 | 16 | 15.5 | 16 | 16 | 17 | 17 | 20.9 | 20 | 20.9 | 23 | 26.3 | 26.7 | 29.1 | 35 | 40 | 35.88 | 37.7 | 39 | 42 | 38.645
SPP | 14.5 | 14.2 | 14 | 14 | 16.8 | 16.9 | 19 | 16.5 | 20.4 | 19.7 | 18.6 | 22.8 | 21.3 | 21.3 | 27.9 | 32.2 | 33 | 29 | 35 | 39 | 34.5 | 40 | 37.125
Market-Averaged Continental | 23.2 | 24.2 | 24.2 | 24.6 | 25.8 | 25.9 | 28.1 | 28 | 30.7 | 32.1 | 30.8 | 33.2 | 36 | 38.3 | 43.52 | 44.59 | 49.66 | 48.71 | 51.12 | 58 | 57.51 | 60.11 | 56.685
Continental | na | na | na | na | na | na | na | na | 22.2 | 21.7 | 24.2 | 25 | 26.5 | 27.4 | 29 | 33.91 | 38.6 | 40 | 39.25 | 39 | 40.15 | 46.97 | 41.3425
Level10 PPA Price Index
25th percentile
| 2023 $/MWh (levelized PPA prices, in real $) | [21 empty] | Average
| 2018 |  | 2019 |  |  |  | 2020 |  |  |  | 2021 |  |  |  | 2022 |  |  |  | 2023 |  |  |  | calendar
Region | Q3 | Q4 | Q1 | Q2 | Q3 | Q4 | Q1 | Q2 | Q3 | Q4 | Q1 | Q2 | Q3 | Q4 | Q1 | Q2 | Q3 | Q4 | Q1 | Q2 | Q3 | Q4 | year 2023
ISO-NE | #N/A | #N/A | #N/A | #N/A | #N/A | #N/A | #N/A | #N/A | #N/A | #N/A | #N/A | #N/A | #N/A | #N/A | #N/A | #N/A | #N/A | #N/A | #N/A | #N/A | #N/A | #N/A | #N/A
CAISO | 38.1932 | 38.1932 | 38.7409 | 39.0337 | 39.0337 | 39.0337 | 45.6828 | 45.399 | 47.0069 | 46.3448 | 46.2126 | 47.407 | #N/A | #N/A | 54.7239 | 54.7239 | 62.0022 | #N/A | #N/A | #N/A | 70.6237 | 65.7985 | 68.2111
PJM | 30.1525 | 31.6601 | 31.227 | 30.2511 | 27.3236 | 27.3236 | 27.5232 | 33.3872 | 33.6709 | 33.5764 | 32.6153 | 31.2372 | 39.5058 | 43.8239 | 49.4309 | 42.1643 | 42.6129 | 44.8556 | 43.8657 | #N/A | #N/A | 57.0254 | 50.4455
NYISO | #N/A | #N/A | #N/A | #N/A | #N/A | #N/A | #N/A | #N/A | #N/A | #N/A | #N/A | #N/A | #N/A | #N/A | #N/A | #N/A | #N/A | #N/A | #N/A | #N/A | #N/A | #N/A | #N/A
MISO | 17.8905 | 21.7098 | 21.6637 | 21.9565 | 26.3477 | 26.3477 | 25.9153 | 23.8345 | 28.3744 | 31.2118 | 26.0922 | 31.1453 | 32.9828 | 32.9828 | 34.808 | 35.2565 | 42.1643 | 37.9479 | 40.3564 | 50.0068 | 51.7615 | 50.8842 | 48.2522
ERCOT | 15.5788 | 15.8803 | 14.4425 | 15.6135 | 15.1256 | 15.6135 | 15.133 | 16.0788 | 16.0788 | 19.7675 | 18.3748 | 19.2017 | 21.131 | 24.1629 | 23.9529 | 26.106 | 31.3989 | 35.8845 | 31.478 | 33.0747 | 34.2152 | 36.8471 | 33.9038
SPP | 14.5737 | 14.2722 | 13.6618 | 13.6618 | 16.3942 | 16.4917 | 17.9704 | 15.6059 | 19.2946 | 18.6325 | 17.0886 | 20.9473 | 19.5692 | 19.5692 | 25.0294 | 28.887 | 29.6047 | 26.0163 | 30.706 | 34.2152 | 30.2673 | 35.0925 | 32.5702
Market-Averaged Continental | 23.3179 | 24.323 | 23.6154 | 24.0057 | 25.1767 | 25.2743 | 26.5773 | 26.4828 | 29.0365 | 30.3606 | 28.2972 | 30.5022 | 33.0746 | 35.1877 | 39.0424 | 40.0023 | 44.5506 | 43.6984 | 44.8482 | 50.8842 | 50.4543 | 52.7353 | 49.7305
Continental | na | na | na | na | na | na | na | na | 20.997 | 20.5241 | 22.2335 | 22.9685 | 24.3466 | 25.1735 | 26.0163 | 30.4211 | 34.6286 | 35.8845 | 34.4345 | 34.2152 | 35.2241 | 41.2074 | 36.2703

## Wind LCOE Over Time
Estimated levelized cost of wind energy by commercial operation date
Note: Smallest bubble size reflects smallest wind project (< 1 MW), whereas largest bubble size reflects largest wind project (> 1,000 MW)
Source: Berkeley Lab
COD | Generation-Weighted Levelized Cost (2023$/MWh) | Annual LCOE Sample (# projects) | Annual LCOE Sample (annual MW)
1998 | 100.7757 | 7 | 138.44
1999 | 108.5125 | 29 | 789.76
2000 | 126.4939 | 5 | 46.67
2001 | 90.6605 | 27 | 1653.49
2002 | 96.9427 | 13 | 401.15
2003 | 82.2478 | 26 | 1533.16
2004 | 78.7993 | 11 | 227.12
2005 | 72.5035 | 28 | 1795.24
2006 | 84.9927 | 21 | 1327.26
2007 | 87.0582 | 28 | 3213.2
2008 | 100.436 | 61 | 5510.75
2009 | 104.7356 | 115 | 9559.31
2010 | 100.6028 | 73 | 5141.67
2011 | 103.0927 | 99 | 6410.35
2012 | 86.9652 | 129 | 9299.49
2013 | 71.5364 | 19 | 1086.51
2014 | 57.04 | 47 | 4841.89
2015 | 54.1039 | 62 | 8426.89
2016 | 48.119 | 67 | 8143.22
2017 | 46.3636 | 58 | 6808.4
2018 | 40.7541 | 65 | 7509.7
2019 | 42.6834 | 50 | 8587.14
2020 | 42.0757 | 96 | 17184.1
2021 | 43.2235 | 63 | 12496.17
2022 | 38.8612 | 15 | 3636.54
2023 | 48.5429 | 19 | 2917.94

## Recent LCOE by Region
LCOE of wind power plants by region: 2021 and 2022 plants
Notes: Bubbles reflect projects that range from roughly 2 MW to 1,000 MW. Some individual outliers may be excluded from the graph. Regions not shown lack adequate data for inclusion.
Sources: Berkeley Lab
Recent (2022-2023 projects) LCOE by Region |  |  | Annual LCOE by Region
Market | Generation-Weighted Average LCOE (2023$/MWh) | Annual LCOE Sample (# projects) | Market | COD Year | Generation-Weighted Average LCOE (2023$/MWh) | Annual LCOE Sample (# projects) | Annual LCOE Sample (annual MW)
SPP | 36.6358 | 8 | CAISO | 1999 | 105.64 | 5 | 167.06
ERCOT | 41.6367 | 5 | CAISO | 2003 | 90.0977 | 3 | 195
PJM | 47.4082 | 4 | CAISO | 2006 | 77.7191 | 3 | 212
MISO | 49.119 | 3 | CAISO | 2009 | 109.9369 | 4 | 161
West (non-ISO) | 49.2826 | 9 | CAISO | 2010 | 120.3647 | 5 | 439.5
|  |  | CAISO | 2011 | 134.4003 | 12 | 917.3
|  |  | CAISO | 2012 | 98.7749 | 15 | 1341.98
|  |  | CAISO | 2013 | 94.3842 | 3 | 269.11
|  |  | CAISO | 2014 | 85.508 | 5 | 106.4
|  |  | CAISO | 2017 | 57.082 | 3 | 49.7
|  |  | CAISO | 2018 | 51.751 | 5 | 329.85
|  |  | CAISO | 2021 | 54.1671 | 4 | 243.6
|  |  | ERCOT | 1999 | 107.6326 | 3 | 137.72
|  |  | ERCOT | 2001 | 90.627 | 5 | 830.92
|  |  | ERCOT | 2005 | 68.2087 | 5 | 461.76
|  |  | ERCOT | 2007 | 86.4298 | 6 | 793.3
|  |  | ERCOT | 2008 | 99.9812 | 14 | 1894.6
|  |  | ERCOT | 2009 | 95.6022 | 12 | 2019.06
|  |  | ERCOT | 2010 | 96.9161 | 5 | 653.87
|  |  | ERCOT | 2012 | 92.1435 | 5 | 505.2
|  |  | ERCOT | 2014 | 52.7184 | 9 | 1547.39
|  |  | ERCOT | 2015 | 56.8877 | 19 | 3445.48
|  |  | ERCOT | 2016 | 47.079 | 14 | 2610.94
|  |  | ERCOT | 2017 | 44.9681 | 10 | 1796.98
|  |  | ERCOT | 2018 | 36.2044 | 10 | 2056.56
|  |  | ERCOT | 2019 | 44.6655 | 14 | 3152.97
|  |  | ERCOT | 2020 | 42.3025 | 18 | 4137.18
|  |  | ERCOT | 2021 | 40.7805 | 11 | 2700.08
|  |  | ERCOT | 2022 | 41.6367 | 5 | 1298.2
|  |  | ISO-NE | 2006 | 119.7826 | 3 | 3.12
|  |  | ISO-NE | 2008 | 103.1957 | 3 | 29.1
|  |  | ISO-NE | 2009 | 137.4068 | 11 | 136.75
|  |  | ISO-NE | 2010 | 138.5886 | 5 | 95.7
|  |  | ISO-NE | 2011 | 131.7012 | 9 | 196.8
|  |  | ISO-NE | 2012 | 114.8429 | 19 | 314.05
|  |  | ISO-NE | 2015 | 98.4701 | 4 | 192.5
|  |  | ISO-NE | 2016 | 93.7496 | 11 | 310.7
|  |  | ISO-NE | 2017 | 71.0746 | 3 | 54.3
|  |  | ISO-NE | 2018 | 194.2393 | 8 | 22.5
|  |  | ISO-NE | 2019 | 86.182 | 3 | 38.4
|  |  | ISO-NE | 2021 | 260.5977 | 3 | 19.7
|  |  | MISO | 1998 | 103.8247 | 3 | 110
|  |  | MISO | 1999 | 113.6404 | 12 | 389.31
|  |  | MISO | 2001 | 100.4152 | 7 | 115.95
|  |  | MISO | 2002 | 82.7449 | 5 | 106.73
|  |  | MISO | 2003 | 76.4686 | 9 | 245.56
|  |  | MISO | 2004 | 72.9639 | 5 | 167.61
|  |  | MISO | 2005 | 72.3054 | 9 | 309.41
|  |  | MISO | 2006 | 72.3085 | 6 | 268.28
|  |  | MISO | 2007 | 85.7343 | 6 | 412.7
|  |  | MISO | 2008 | 96.1801 | 19 | 1798.65
|  |  | MISO | 2009 | 98.3234 | 21 | 1565.8
|  |  | MISO | 2010 | 95.5713 | 16 | 885.2
|  |  | MISO | 2011 | 93.2789 | 27 | 1910.35
|  |  | MISO | 2012 | 74.8429 | 35 | 2000.23
|  |  | MISO | 2013 | 68.4906 | 4 | 221.35
|  |  | MISO | 2014 | 62.5644 | 10 | 1132.41
|  |  | MISO | 2015 | 53.187 | 8 | 1078.15
|  |  | MISO | 2016 | 41.4265 | 9 | 1249.4
|  |  | MISO | 2017 | 47.6895 | 10 | 1018.09
|  |  | MISO | 2018 | 43.8655 | 15 | 1680.2
|  |  | MISO | 2019 | 41.7936 | 17 | 2974.1
|  |  | MISO | 2020 | 43.6688 | 29 | 4097.74
|  |  | MISO | 2021 | 43.8917 | 16 | 2762.44
|  |  | MISO | 2022 | 44.4597 | 3 | 214.61
|  |  | MISO | 2023 | 50.5271 | 6 | 954.24
|  |  | NYISO | 2008 | 155.1419 | 3 | 282
|  |  | NYISO | 2009 | 154.6312 | 5 | 567.5
|  |  | NYISO | 2012 | 110.2051 | 4 | 232.6
|  |  | PJM | 2003 | 108.2354 | 4 | 148.5
|  |  | PJM | 2007 | 89.9861 | 4 | 392.5
|  |  | PJM | 2008 | 112.6007 | 5 | 430.2
|  |  | PJM | 2009 | 108.9186 | 12 | 1518.45
|  |  | PJM | 2010 | 105.7165 | 13 | 975.9
|  |  | PJM | 2011 | 123.0338 | 10 | 567
|  |  | PJM | 2012 | 83.3182 | 19 | 1358.83
|  |  | PJM | 2014 | 66.5573 | 3 | 240.85
|  |  | PJM | 2015 | 60.4818 | 5 | 362.1
|  |  | PJM | 2016 | 59.8709 | 5 | 428.7
|  |  | PJM | 2017 | 55.4477 | 8 | 806.25
|  |  | PJM | 2018 | 52.4045 | 5 | 509.5
|  |  | PJM | 2019 | 49.9073 | 5 | 498.45
|  |  | PJM | 2020 | 50.0235 | 6 | 836.06
|  |  | PJM | 2023 | 49.119 | 3 | 397.23
|  |  | SPP | 1999 | 126.8577 | 3 | 2.82
|  |  | SPP | 2001 | 74.9752 | 3 | 194.8
|  |  | SPP | 2003 | 75.4011 | 3 | 177
|  |  | SPP | 2005 | 67.2581 | 5 | 476.4
|  |  | SPP | 2007 | 72.7404 | 3 | 312.2
|  |  | SPP | 2008 | 97.4454 | 6 | 394.4
|  |  | SPP | 2009 | 87.512 | 18 | 1044.1
|  |  | SPP | 2010 | 86.6512 | 11 | 826.8
|  |  | SPP | 2011 | 80.3581 | 14 | 1018.1
|  |  | SPP | 2012 | 75.9255 | 12 | 1867.85
|  |  | SPP | 2013 | 61.1413 | 3 | 328.55
|  |  | SPP | 2014 | 51.8894 | 12 | 1241.2
|  |  | SPP | 2015 | 47.8657 | 20 | 2733.86
|  |  | SPP | 2016 | 46.5297 | 20 | 3117.23
|  |  | SPP | 2017 | 44.113 | 13 | 2334.08
|  |  | SPP | 2018 | 36.2299 | 14 | 1966.98
|  |  | SPP | 2019 | 35.9398 | 5 | 1212.97
|  |  | SPP | 2020 | 37.1748 | 17 | 3882.47
|  |  | SPP | 2021 | 41.4387 | 18 | 3918.37
|  |  | SPP | 2022 | 35.3247 | 4 | 1896.79
|  |  | SPP | 2023 | 39.8151 | 4 | 766.52
|  |  | West (non-ISO) | 1999 | 94.8705 | 6 | 92.85
|  |  | West (non-ISO) | 2001 | 95.6041 | 8 | 399.56
|  |  | West (non-ISO) | 2002 | 106.276 | 4 | 123.4
|  |  | West (non-ISO) | 2003 | 80.0068 | 6 | 607.1
|  |  | West (non-ISO) | 2005 | 80.4062 | 6 | 435.72
|  |  | West (non-ISO) | 2006 | 97.0001 | 3 | 528.6
|  |  | West (non-ISO) | 2007 | 90.4368 | 6 | 1246.5
|  |  | West (non-ISO) | 2008 | 95.4742 | 10 | 636.8
|  |  | West (non-ISO) | 2009 | 112.7094 | 31 | 2542.15
|  |  | West (non-ISO) | 2010 | 105.059 | 17 | 1263.8
|  |  | West (non-ISO) | 2011 | 109.0346 | 22 | 1494
|  |  | West (non-ISO) | 2012 | 98.1711 | 15 | 1541.75
|  |  | West (non-ISO) | 2014 | 62.5701 | 5 | 547.12
|  |  | West (non-ISO) | 2015 | 55.1319 | 3 | 428.8
|  |  | West (non-ISO) | 2016 | 48.1125 | 7 | 348.55
|  |  | West (non-ISO) | 2017 | 44.3152 | 10 | 747.5
|  |  | West (non-ISO) | 2018 | 40.6129 | 6 | 785.71
|  |  | West (non-ISO) | 2019 | 43.1705 | 4 | 577.45
|  |  | West (non-ISO) | 2020 | 42.0546 | 20 | 3540.96
|  |  | West (non-ISO) | 2021 | 41.8464 | 7 | 2201.77
|  |  | West (non-ISO) | 2023 | 47.3681 | 3 | 493.4

## REC Prices
Historical renewable energy certificate (REC) prices
Source: Marex Spectron

## Wind & PV PPAs vs Gas
Levelized wind and solar PPA prices and levelized gas price projections
Sources: Berkeley Lab, FERC, EIA
Note: Smallest bubble sizes reflect smallest-volume PPAs (<5 MW), whereas largest reflect largest-volume PPAs (>500 MW)
| Levelized Gas | Solar | Wind | Wind | Wind | Wind | Solar | Solar | Solar
| Price Projection | Average | Average | PPA | Project | Project | PPA | Project | Project
| 2023 $/MWh | 2023 $/MWh | 2023 $/MWh | Date | 2023 $/MWh | Capacity | Date | 2023 $/MWh | Capacity
2008 | 69.2924 | 161.3341 | 78.1534 | 2008-01-02 | 65.1677 | 24 | 2008-07-01 | 167.8268 | 550
2009 | 66.4416 | 182.5689 | 82.4699 | 2008-01-16 | 85.4059 | 200.8667 | 2008-07-23 | 145.0518 | 210
2010 | 65.5154 | 149.6934 | 72.0672 | 2008-02-27 | 65.7632 | 81 | 2008-12-19 | 192.2649 | 10
2011 | 53.1055 | 121.6075 | 52.4244 | 2008-02-28 | 67.6786 | 100 | 2009-02-23 | 148.5601 | 30
2012 | 51.334 | 94.24 | 44.6242 | 2008-03-25 | 91.2665 | 106 | 2009-03-01 | 176.3435 | 30
2013 | 49.8289 | 75.5036 | 31.5218 | 2008-04-03 | 80.1826 | 100.5 | 2009-03-05 | 167.742 | 19
2014 | 53.2147 | 60.4185 | 28.9826 | 2008-04-30 | 68.2474 | 54 | 2009-05-01 | 230.0527 | 12.6
2015 | 54.4099 | 50.1494 | 33.5745 | 2008-05-28 | 95.3188 | 102.9 | 2009-05-08 | 161.8877 | 230
2016 | 46.0294 | 40.1186 | 27.6014 | 2008-05-30 | 98.0785 | 40 | 2009-06-01 | 143.5646 | 20
2017 | 44.1481 | 38.4162 | 21.2567 | 2008-05-30 | 107.7652 | 10 | 2009-06-01 | 253.4937 | 10.08
2018 | 39.9652 | 27.0702 | 19.537 | 2008-05-30 | 97.1267 | 38 | 2009-06-01 | 221.4402 | 14
2019 | 35.5701 | 23.3652 | 26.8652 | 2008-06-12 | 157.9081 | 4.5 | 2009-06-22 | 189.7844 | 48
2020 | 29.8256 | 24.4768 | 29.5391 | 2008-06-12 | 51.3653 | 99 | 2009-08-17 | 160.3444 | 250
2021 | 30.8564 | 24.8503 | 24.9746 | 2008-06-15 | 111.8509 | 50.25 | 2009-09-08 | 228.327 | 250
2022 | 30.6341 | 25.7814 | 25.5209 | 2008-06-30 | 111.8509 | 50.25 | 2009-11-20 | 133.3653 | 21
2023 | 28.2148 | 36.5658 | #N/A | 2008-07-23 | 107.5784 | 63 | 2009-12-23 | 147.0567 | 50
2024 | 26.2809 | #N/A | #N/A | 2008-07-23 | 72.6359 | 30 | 2009-12-24 | 281.7784 | 6
|  |  |  | 2008-07-28 | 118.9263 | 72 | 2009-12-24 | 281.7784 | 19
|  |  |  | 2008-08-11 | 96.3998 | 76.5 | 2009-12-24 | 281.7784 | 20
|  |  |  | 2008-08-14 | 53.374 | 15 | 2010-01-26 | 182.1065 | 50
|  |  |  | 2008-08-14 | 112.3467 | 265 | 2010-01-26 | 182.1065 | 20
|  |  |  | 2008-08-14 | 111.7535 | 290 | 2010-01-26 | 185.8604 | 20
|  |  |  | 2008-08-14 | 111.7535 | 290 | 2010-02-02 | 153.1888 | 50
|  |  |  | 2008-08-15 | 52.7216 | 50 | 2010-02-24 | 157.1378 | 300
|  |  |  | 2008-08-20 | 105.9508 | 62.5 | 2010-03-06 | 149.8227 | 40
|  |  |  | 2008-09-05 | 75.0471 | 99 | 2010-04-19 | 116.856 | 29
|  |  |  | 2008-09-22 | 73.7586 | 49.5 | 2010-04-21 | 156.607 | 66
|  |  |  | 2008-09-24 | 50.8448 | 40.5 | 2010-04-29 | 146.7322 | 25
|  |  |  | 2008-10-07 | 79.7109 | 50 | 2010-05-10 | 148.0162 | 125
|  |  |  | 2008-10-08 | 81.3191 | 50 | 2010-05-20 | 176.9354 | 25.8
|  |  |  | 2008-10-17 | 77.911 | 99 | 2010-06-01 | 146.7322 | 20
|  |  |  | 2008-11-20 | 124.264 | 101.2 | 2010-06-01 | 354.1148 | 32
|  |  |  | 2008-11-21 | 70.0473 | 150 | 2010-06-24 | 143.5998 | 23
|  |  |  | 2008-12-02 | 67.3923 | 100 | 2010-06-30 | 111.2933 | 12
|  |  |  | 2008-12-09 | 74.7601 | 25 | 2010-06-30 | 111.2768 | 10
|  |  |  | 2008-12-12 | 61.0166 | 49.5 | 2010-07-26 | 147.9942 | 20
|  |  |  | 2008-12-16 | 81.6728 | 150.1 | 2010-07-29 | 175.1251 | 150
|  |  |  | 2008-12-22 | 68.0705 | 79.5 | 2010-07-29 | 143.2593 | 45
|  |  |  | 2008-12-22 | 66.9233 | 151.8 | 2010-08-10 | 147.7956 | 30
|  |  |  | 2008-12-23 | 44.318 | 18.9 | 2010-08-10 | 215.6837 | 5.5
|  |  |  | 2009-01-28 | 61.6542 | 50.4 | 2010-08-24 | 125.3881 | 23
|  |  |  | 2009-01-30 | 69.4099 | 98.9 | 2010-09-20 | 142.8947 | 62.5
|  |  |  | 2009-02-02 | 59.0901 | 99 | 2010-11-10 | 144.9298 | 130
|  |  |  | 2009-02-05 | 103.954 | 150 | 2010-11-15 | 88.6844 | 14
|  |  |  | 2009-02-05 | 107.0358 | 51 | 2010-11-15 | 85.9146 | 20
|  |  |  | 2009-02-05 | 107.0585 | 49.5 | 2010-12-01 | 153.6631 | 9
|  |  |  | 2009-02-19 | 104.7699 | 49.5 | 2010-12-01 | 162.4568 | 7.65
|  |  |  | 2009-03-17 | 130.0419 | 8 | 2010-12-21 | 147.2629 | 60
|  |  |  | 2009-03-17 | 133.5904 | 24.75 | 2010-12-30 | 125.3955 | 309
|  |  |  | 2009-03-24 | 99.6788 | 63 | 2010-12-30 | 165.0173 | 20
|  |  |  | 2009-03-31 | 68.1496 | 30 | 2011-01-05 | 125.6487 | 270
|  |  |  | 2009-03-31 | 68.1488 | 12 | 2011-01-07 | 141.6012 | 110
|  |  |  | 2009-04-01 | 57.0038 | 49.5 | 2011-01-25 | 149.3091 | 26
|  |  |  | 2009-04-01 | 91.2046 | 96.6 | 2011-02-07 | 131.6889 | 250
|  |  |  | 2009-04-10 | 118.1332 | 124.5 | 2011-02-11 | 125.6998 | 30
|  |  |  | 2009-04-29 | 77.5482 | 70 | 2011-02-11 | 128.9795 | 20
|  |  |  | 2009-04-30 | 71.9556 | 22.5 | 2011-03-08 | 103.7157 | 150
|  |  |  | 2009-06-10 | 87.4696 | 102.3 | 2011-06-03 | 122.3543 | 127
|  |  |  | 2009-06-22 | 81.2024 | 205.5 | 2011-06-03 | 131.6923 | 110
|  |  |  | 2009-06-30 | 83.0602 | 70 | 2011-06-21 | 118.073 | 150
|  |  |  | 2009-06-30 | 74.7267 | 51 | 2011-07-08 | 137.1991 | 23
|  |  |  | 2009-07-09 | 96.5275 | 21 | 2011-07-14 | 110.7435 | 20
|  |  |  | 2009-07-09 | 96.5275 | 21 | 2011-07-21 | 130.2937 | 150
|  |  |  | 2009-07-09 | 96.5275 | 22.5 | 2011-09-29 | 94.1025 | 250
|  |  |  | 2009-07-30 | 61.7432 | 69 | 2011-10-01 | 152.4602 | 9
|  |  |  | 2009-08-01 | 72.6461 | 100 | 2011-12-01 | 249.9883 | 20
|  |  |  | 2009-08-05 | 82.9571 | 18.9 | 2011-12-08 | 119.0655 | 19
|  |  |  | 2009-08-05 | 82.8789 | 16.8 | 2011-12-20 | 93.1285 | 20
|  |  |  | 2009-08-17 | 118.577 | 90 | 2011-12-20 | 91.477 | 20
|  |  |  | 2009-08-26 | 76.0114 | 200.2 | 2011-12-20 | 125.8309 | 30
|  |  |  | 2009-09-08 | 63.0344 | 36 | 2012-01-01 | 94.2393 | 15
|  |  |  | 2009-09-25 | 53.528 | 151.8 | 2012-01-01 | 84.5497 | 15
|  |  |  | 2009-09-25 | 54.5444 | 129.6 | 2012-02-03 | 97.3251 | 200
|  |  |  | 2009-10-01 | 75.984 | 150 | 2012-02-27 | 88.7333 | 20
|  |  |  | 2009-10-05 | 55.3672 | 99 | 2012-07-03 | 100.2559 | 20
|  |  |  | 2009-10-09 | 89.5236 | 5 | 2012-07-03 | 106.5089 | 20
|  |  |  | 2009-11-02 | 79.2982 | 60 | 2012-08-03 | 101.9005 | 20
|  |  |  | 2009-11-16 | 75.6494 | 50 | 2012-08-13 | 103.9572 | 20
|  |  |  | 2009-11-24 | 87.6417 | 209.4 | 2012-08-16 | 101.641 | 102
|  |  |  | 2009-11-24 | 75.0679 | 150 | 2012-08-29 | 97.7881 | 20
|  |  |  | 2009-11-30 | 128.2579 | 150 | 2012-08-31 | 100.8552 | 250
|  |  |  | 2009-11-30 | 128.2414 | 150 | 2012-09-17 | 95.9063 | 20
|  |  |  | 2009-11-30 | 128.2331 | 150 | 2012-09-17 | 114.3642 | 20.8
|  |  |  | 2009-11-30 | 128.2349 | 102 | 2012-10-17 | 98.2992 | 10
|  |  |  | 2009-11-30 | 128.2406 | 168 | 2012-10-25 | 61.5098 | 50
|  |  |  | 2009-12-02 | 111.9796 | 50 | 2012-11-01 | 78.0827 | 20
|  |  |  | 2009-12-09 | 139.1448 | 10.25 | 2012-11-15 | 89.2997 | 20
|  |  |  | 2009-12-17 | 142.1756 | 120 | 2012-12-12 | 87.0507 | 250
|  |  |  | 2009-12-28 | 82.4911 | 70 | 2012-12-13 | 93.5943 | 20
|  |  |  | 2010-01-28 | 116.2073 | 151.8 | 2013-02-04 | 111.0575 | 28.8
|  |  |  | 2010-02-05 | 59.9612 | 81 | 2013-02-28 | 88.1609 | 45
|  |  |  | 2010-02-12 | 82.2583 | 198 | 2013-03-22 | 99.3824 | 20
|  |  |  | 2010-03-05 | 123.3362 | 65.1 | 2013-03-22 | 97.8558 | 20
|  |  |  | 2010-03-29 | 65.6116 | 250.2 | 2013-03-25 | 83.4596 | 20
|  |  |  | 2010-04-01 | 67.2252 | 40.5 | 2013-04-10 | 95.8394 | 20
|  |  |  | 2010-04-16 | 47.3393 | 102.4 | 2013-04-16 | 70.2645 | 20
|  |  |  | 2010-04-19 | 97.6534 | 50.4 | 2013-06-01 | 63.3588 | 20
|  |  |  | 2010-04-23 | 55.7671 | 51 | 2013-06-03 | 71.9425 | 48
|  |  |  | 2010-04-29 | 127.2095 | 143.5 | 2013-06-03 | 72.9068 | 40
|  |  |  | 2010-05-04 | 88.8128 | 32.5 | 2013-07-03 | 61.6827 | 50
|  |  |  | 2010-05-04 | 92.1472 | 20 | 2013-07-10 | 63.1476 | 40
|  |  |  | 2010-05-19 | 65.9293 | 250.8 | 2013-07-10 | 67.7388 | 20
|  |  |  | 2010-06-01 | 58.5645 | 36 | 2013-07-17 | 92.1854 | 20
|  |  |  | 2010-06-02 | 129.822 | 102 | 2013-07-17 | 92.1854 | 12
|  |  |  | 2010-06-03 | 54.736 | 100 | 2013-09-06 | 72.6251 | 15
|  |  |  | 2010-06-03 | 109.5731 | 36.8 | 2013-09-19 | 107.704 | 20
|  |  |  | 2010-06-03 | 101.9132 | 90 | 2013-09-27 | 69.3582 | 20
|  |  |  | 2010-06-04 | 74.3657 | 30 | 2013-10-09 | 72.2524 | 20
|  |  |  | 2010-06-09 | 130.65 | 150 | 2013-10-22 | 69.6113 | 20
|  |  |  | 2010-06-09 | 132.9826 | 168 | 2013-12-01 | 88.5755 | 7.314
|  |  |  | 2010-06-09 | 130.65 | 150 | 2013-12-06 | 72.616 | 20
|  |  |  | 2010-06-09 | 132.9826 | 132 | 2013-12-19 | 59.9976 | 150
|  |  |  | 2010-06-21 | 100.4184 | 81.6 | 2014-01-30 | 75.1289 | 7
|  |  |  | 2010-06-30 | 62.5087 | 114 | 2014-02-20 | 53.078 | 10.416
|  |  |  | 2010-07-07 | 42.2474 | 78.2 | 2014-03-17 | 68.8816 | 20
|  |  |  | 2010-07-09 | 62.4948 | 42.5 | 2014-03-26 | 64.3664 | 26.66
|  |  |  | 2010-07-15 | 50.2928 | 99.2 | 2014-04-01 | 71.1558 | 10.3
|  |  |  | 2010-07-21 | 89.4946 | 99.2 | 2014-05-01 | 47.3538 | 157.5
|  |  |  | 2010-07-22 | 126.4556 | 102.5 | 2014-05-27 | 67.9879 | 30
|  |  |  | 2010-08-10 | 100.7871 | 110.4 | 2014-06-01 | 71.1049 | 20
|  |  |  | 2010-08-16 | 62.5752 | 199.8 | 2014-06-12 | 61.999 | 30
|  |  |  | 2010-08-20 | 141.8366 | 49 | 2014-07-18 | 60.7683 | 93.6
|  |  |  | 2010-09-01 | 77.3374 | 79.2 | 2014-07-23 | 62.1519 | 75
|  |  |  | 2010-09-08 | 91.1619 | 55.2 | 2014-07-24 | 61.6827 | 56
|  |  |  | 2010-09-17 | 39.0372 | 148.8 | 2014-07-24 | 62.2903 | 56
|  |  |  | 2010-09-22 | 48.6647 | 80 | 2014-07-31 | 48.7612 | 200
|  |  |  | 2010-10-11 | 123.8359 | 49.8 | 2014-08-19 | 65.129 | 105
|  |  |  | 2010-10-18 | 122.9458 | 31.68 | 2014-08-25 | 66.078 | 60
|  |  |  | 2010-11-05 | 44.2955 | 161 | 2014-09-03 | 54.2135 | 60
|  |  |  | 2010-11-12 | 72.6619 | 99 | 2014-09-04 | 50.5252 | 52
|  |  |  | 2010-12-06 | 38.0075 | 201 | 2014-09-04 | 60.4281 | 120
|  |  |  | 2010-12-09 | 31.9516 | 167.9 | 2014-10-03 | 64.795 | 30
|  |  |  | 2010-12-17 | 115.4003 | 78.2 | 2014-10-08 | 56.3677 | 101.3
|  |  |  | 2010-12-17 | 62.2712 | 50 | 2014-10-08 | 57.1855 | 51
|  |  |  | 2010-12-17 | 108.2317 | 78.2 | 2014-10-08 | 57.1249 | 76.5
|  |  |  | 2010-12-17 | 58.2385 | 38.46 | 2014-10-08 | 61.3111 | 30
|  |  |  | 2010-12-22 | 49.5643 | 27.3 | 2014-10-08 | 64.4093 | 80
|  |  |  | 2010-12-23 | 75.4408 | 28.5 | 2014-10-08 | 61.6061 | 103
|  |  |  | 2010-12-23 | 62.1986 | 48 | 2014-10-20 | 61.5975 | 40
|  |  |  | 2010-12-23 | 81.7678 | 34.2 | 2014-10-21 | 66.8578 | 11.4
|  |  |  | 2011-02-01 | 114.1251 | 257.6 | 2014-10-21 | 69.6576 | 20
|  |  |  | 2011-03-10 | 72.1121 | 100 | 2014-10-22 | 60.965 | 20
|  |  |  | 2011-04-06 | 109.737 | 155.1 | 2014-10-22 | 60.965 | 20
|  |  |  | 2011-04-20 | 37.1706 | 100.8 | 2014-10-22 | 60.965 | 15
|  |  |  | 2011-05-05 | 70.5067 | 165.6 | 2014-10-22 | 60.965 | 20
|  |  |  | 2011-05-06 | 34.7096 | 131.1 | 2014-10-22 | 53.5596 | 20
|  |  |  | 2011-05-13 | 76.6623 | 214.4 | 2014-10-22 | 74.6367 | 14.7
|  |  |  | 2011-05-16 | 33.2126 | 150.36 | 2014-10-22 | 72.3837 | 19.5
|  |  |  | 2011-05-16 | 23.6276 | 108 | 2014-10-22 | 72.4017 | 19.5
|  |  |  | 2011-05-20 | 58.4114 | 115 | 2014-10-24 | 71.226 | 100
|  |  |  | 2011-06-07 | 40.9101 | 202 | 2014-11-07 | 74.8572 | 40
|  |  |  | 2011-06-21 | 52.429 | 40 | 2014-11-07 | 74.8572 | 50
|  |  |  | 2011-06-27 | 36.852 | 200 | 2014-11-13 | 66.3537 | 30
|  |  |  | 2011-06-28 | 67.3147 | 104.4 | 2014-11-18 | 53.1236 | 45
|  |  |  | 2011-06-29 | 86.0527 | 20 | 2014-12-09 | 66.0416 | 130
|  |  |  | 2011-07-06 | 44.8125 | 199.92 | 2015-02-01 | 62.5829 | 80
|  |  |  | 2011-07-15 | 90.8305 | 162 | 2015-03-02 | 109.5989 | 6
|  |  |  | 2011-07-28 | 93.3964 | 102.5 | 2015-03-02 | 45.5713 | 25
|  |  |  | 2011-08-03 | 65.1056 | 120 | 2015-03-03 | 66.9072 | 62.25
|  |  |  | 2011-08-08 | 51.108 | 42 | 2015-03-04 | 40.2065 | 70
|  |  |  | 2011-08-15 | 37.1852 | 200 | 2015-03-04 | 40.7178 | 70
|  |  |  | 2011-08-17 | 46.5389 | 50 | 2015-03-05 | 90.7615 | 10.5
|  |  |  | 2011-08-17 | 46.5389 | 37.5 | 2015-03-23 | 73.6483 | 20
|  |  |  | 2011-08-30 | 29.2378 | 100.8 | 2015-03-25 | 51.5788 | 30
|  |  |  | 2011-09-07 | 31.0672 | 104 | 2015-04-03 | 50.9139 | 81
|  |  |  | 2011-09-12 | 39.98 | 92.34 | 2015-04-03 | 48.8467 | 54
|  |  |  | 2011-09-12 | 44.9449 | 201.6 | 2015-04-14 | 67.9746 | 6.8
|  |  |  | 2011-09-13 | 78.3278 | 100.65 | 2015-04-17 | 57.4758 | 20
|  |  |  | 2011-10-01 | 41.3024 | 48 | 2015-04-30 | 21.059 | 80
|  |  |  | 2011-11-03 | 30.7126 | 98.9 | 2015-04-30 | 48.0596 | 50.6
|  |  |  | 2011-11-03 | 32.4661 | 100.8 | 2015-04-30 | 63.6082 | 52
|  |  |  | 2011-11-08 | 33.3463 | 59.8 | 2015-05-27 | 73.0304 | 4.9
|  |  |  | 2011-11-16 | 59.7466 | 39.9 | 2015-06-01 | 80.0177 | 3.6
|  |  |  | 2011-11-16 | 88.4305 | 49.5 | 2015-06-05 | 45.3808 | 100
|  |  |  | 2011-11-28 | 85.326 | 20.65 | 2015-06-09 | 73.1395 | 80
|  |  |  | 2011-12-09 | 41.5271 | 75 | 2015-06-19 | 47.3121 | 100
|  |  |  | 2011-12-13 | 34.2375 | 79.6 | 2015-06-23 | 52.1959 | 46
|  |  |  | 2011-12-13 | 33.3363 | 201.25 | 2015-06-25 | 59.3714 | 100.815
|  |  |  | 2011-12-15 | 34.0327 | 49.2 | 2015-06-30 | 65.7936 | 7.06
|  |  |  | 2011-12-20 | 71.0184 | 110.4 | 2015-07-01 | 69.0577 | 13
|  |  |  | 2011-12-20 | 73.3683 | 30.4 | 2015-07-01 | 70.5464 | 20
|  |  |  | 2011-12-20 | 34.781 | 78.4 | 2015-07-15 | 56.4206 | 125
|  |  |  | 2011-12-22 | 51.8386 | 14.4 | 2015-07-16 | 52.6918 | 150
|  |  |  | 2012-01-19 | 37.5656 | 310.4 | 2015-07-16 | 53.1194 | 180
|  |  |  | 2012-02-07 | 49.236 | 21 | 2015-07-21 | 48.8365 | 20
|  |  |  | 2012-02-15 | 32.0637 | 30.4 | 2015-08-05 | 48.9226 | 30
|  |  |  | 2012-02-17 | 103.256 | 50 | 2015-08-09 | 44.0132 | 30
|  |  |  | 2012-02-28 | 34.102 | 91 | 2015-08-12 | 54.2498 | 10
|  |  |  | 2012-03-13 | 34.2375 | 51.2 | 2015-08-28 | 54.9149 | 150
|  |  |  | 2012-03-17 | 43.2325 | 202 | 2015-09-03 | 80.079 | 10.88
|  |  |  | 2012-03-29 | 35.7138 | 48 | 2015-09-23 | 50.5034 | 52
|  |  |  | 2012-04-11 | 52.0015 | 54 | 2015-09-23 | 46.1783 | 52
|  |  |  | 2012-05-27 | 64.7023 | 69 | 2015-09-24 | 44.1943 | 25
|  |  |  | 2012-08-31 | 52.3205 | 100.3 | 2015-09-28 | 20.7151 | 46.2
|  |  |  | 2012-11-01 | 59.1686 | 50 | 2015-09-28 | 20.7151 | 71.4
|  |  |  | 2012-12-04 | 91.7481 | 9.1 | 2015-10-01 | 63.3517 | 146
|  |  |  | 2012-12-14 | 62.8371 | 15 | 2015-10-01 | 39.1967 | 118.5
|  |  |  | 2013-01-16 | 32.2184 | 74.8 | 2015-10-01 | 36.0773 | 170
|  |  |  | 2013-02-07 | 31.8487 | 200.6 | 2015-10-08 | 53.0264 | 55
|  |  |  | 2013-04-16 | 53.0594 | 74.8 | 2015-10-09 | 45.2607 | 154.272
|  |  |  | 2013-05-06 | 32.767 | 62.4 | 2015-10-09 | 41.1363 | 103.5
|  |  |  | 2013-05-24 | 98.0803 | 39 | 2015-10-15 | 46.4519 | 125
|  |  |  | 2013-06-01 | 24.7717 | 200 | 2015-11-05 | 55.7296 | 85
|  |  |  | 2013-06-01 | 24.1726 | 200 | 2015-11-06 | 48.2417 | 54
|  |  |  | 2013-06-05 | 51.1227 | 200 | 2015-11-09 | 40.9758 | 72
|  |  |  | 2013-06-15 | 23.7083 | 199 | 2015-11-10 | 47.3538 | 30
|  |  |  | 2013-06-15 | 26.0981 | 250 | 2015-11-20 | 47.0889 | 86
|  |  |  | 2013-06-21 | 33.7477 | 102.4 | 2015-11-30 | 49.6046 | 50
|  |  |  | 2013-06-28 | 60.7517 | 80 | 2015-12-17 | 44.0845 | 90
|  |  |  | 2013-07-02 | 56.5855 | 50.4 | 2015-12-17 | 71.8904 | 20
|  |  |  | 2013-07-02 | 26.9171 | 200 | 2015-12-18 | 56.6394 | 20
|  |  |  | 2013-07-07 | 60.7517 | 80 | 2015-12-18 | 56.6226 | 20
|  |  |  | 2013-07-08 | 23.0456 | 100 | 2015-12-18 | 56.7142 | 20
|  |  |  | 2013-07-10 | 25.5785 | 249.9 | 2015-12-18 | 54.7624 | 20
|  |  |  | 2013-07-17 | 26.578 | 150 | 2016-01-06 | 30.4841 | 26
|  |  |  | 2013-07-24 | 29.2758 | 205.7 | 2016-04-12 | 52.1937 | 8.16
|  |  |  | 2013-08-12 | 55.0033 | 20 | 2016-04-12 | 49.1825 | 20.4
|  |  |  | 2013-08-20 | 62.4916 | 147.6 | 2016-05-19 | 36.7764 | 100
|  |  |  | 2013-08-20 | 60.858 | 184.8 | 2016-08-02 | 33.1494 | 128
|  |  |  | 2013-09-11 | 34.0723 | 60 | 2016-08-04 | 43.9242 | 20
|  |  |  | 2013-10-09 | 21.9924 | 200 | 2016-08-09 | 48.699 | 16
|  |  |  | 2013-10-09 | 23.0742 | 198.9 | 2016-08-26 | 55.4689 | 60
|  |  |  | 2013-10-10 | 21.6203 | 199.8 | 2016-08-29 | 45.8916 | 20
|  |  |  | 2013-10-10 | 23.1363 | 200 | 2016-09-15 | 44.8444 | 100
|  |  |  | 2013-10-17 | 23.8894 | 400 | 2016-09-20 | 44.9427 | 100
|  |  |  | 2013-10-25 | 61.4854 | 19.8 | 2016-09-22 | 159.8256 | 24.9
|  |  |  | 2013-11-01 | 33.3234 | 249.2 | 2016-09-23 | 38.605 | 40
|  |  |  | 2013-11-06 | 26.4181 | 172 | 2016-09-23 | 38.605 | 20
|  |  |  | 2013-11-18 | 97.7557 | 34.2 | 2016-09-23 | 38.605 | 50
|  |  |  | 2013-11-18 | 26.5789 | 201.6 | 2016-09-23 | 38.605 | 50
|  |  |  | 2013-12-11 | 54.1159 | 51 | 2016-11-15 | 41.3664 | 105
|  |  |  | 2013-12-20 | 22.323 | 98 | 2016-11-18 | 36.1757 | 80
|  |  |  | 2013-12-27 | 31.8609 | 149.6 | 2016-11-18 | 30.3137 | 125
|  |  |  | 2014-01-21 | 22.624 | 100.3 | 2016-11-18 | 36.7214 | 150
|  |  |  | 2014-01-23 | 35.3089 | 78.2 | 2016-12-13 | 43.9292 | 7.8
|  |  |  | 2014-01-24 | 24.1909 | 99 | 2016-12-15 | 33.7036 | 200
|  |  |  | 2014-02-27 | 29.3016 | 299.7 | 2017-01-03 | 55.4895 | 7.2
|  |  |  | 2014-06-11 | 25.212 | 150 | 2017-01-12 | 38.6798 | 100
|  |  |  | 2014-07-01 | 41.2403 | 175 | 2017-01-17 | 42.1017 | 60
|  |  |  | 2014-08-01 | 25.3132 | 100 | 2017-01-31 | 39.4418 | 20
|  |  |  | 2014-08-01 | 39.163 | 116 | 2017-03-23 | 34.453 | 17
|  |  |  | 2014-08-14 | 70.2812 | 30 | 2017-04-01 | 56.0876 | 56
|  |  |  | 2014-09-11 | 72.5072 | 42.95 | 2017-04-18 | 33.4075 | 74.9
|  |  |  | 2014-09-24 | 44.4622 | 140 | 2017-05-22 | 22.686 | 130
|  |  |  | 2014-10-30 | 27.8445 | 100 | 2017-05-25 | 67.8575 | 9.496
|  |  |  | 2014-12-01 | 22.5665 | 200 | 2017-05-25 | 76.6416 | 39.864
|  |  |  | 2014-12-01 | 26.4522 | 150 | 2017-05-25 | 77.1658 | 78.4
|  |  |  | 2014-12-10 | 24.8615 | 150 | 2017-05-25 | 71.8001 | 49.36
|  |  |  | 2014-12-17 | 24.1264 | 100 | 2017-05-26 | 39.8788 | 52.5
|  |  |  | 2014-12-17 | 23.6594 | 73.5 | 2017-06-01 | 29.6894 | 40
|  |  |  | 2014-12-31 | 24.3007 | 50 | 2017-06-01 | 28.8671 | 86
|  |  |  | 2015-03-24 | 35.2688 | 78 | 2017-06-01 | 28.8671 | 74
|  |  |  | 2015-04-07 | 28.769 | 300 | 2017-06-07 | 31.7448 | 50
|  |  |  | 2015-04-24 | 21.9896 | 208.27 | 2017-06-19 | 29.7595 | 100
|  |  |  | 2015-05-01 | 25.1003 | 20 | 2017-06-20 | 87.3516 | 19.6
|  |  |  | 2015-05-01 | 45.1341 | 149 | 2017-06-20 | 86.8968 | 19.58
|  |  |  | 2015-05-04 | 33.9356 | 20 | 2017-06-20 | 86.3239 | 19.58
|  |  |  | 2015-05-22 | 31.076 | 200.91 | 2017-06-20 | 95.2811 | 19.59
|  |  |  | 2015-05-29 | 57.4581 | 50.4 | 2017-06-26 | 51.8903 | 5
|  |  |  | 2015-06-09 | 30.6009 | 36 | 2017-07-17 | 28.4932 | 40
|  |  |  | 2015-07-08 | 46.6862 | 208 | 2017-07-28 | 88.5403 | 8.4
|  |  |  | 2015-07-24 | 88.241 | 80 | 2017-07-28 | 88.113 | 8.4
|  |  |  | 2015-08-07 | 48.6881 | 324 | 2017-08-08 | 51.3885 | 252.32
|  |  |  | 2015-09-15 | 33.9356 | 25 | 2017-08-25 | 29.318 | 100
|  |  |  | 2015-09-15 | 42.7607 | 100.05 | 2017-09-23 | 31.5672 | 200
|  |  |  | 2015-09-17 | 35.2166 | 98 | 2017-09-26 | 30.2303 | 62.5
|  |  |  | 2015-10-01 | 51.4679 | 200 | 2017-09-26 | 29.6826 | 50
|  |  |  | 2015-10-09 | 82.5755 | 30 | 2017-10-06 | 29.1354 | 25
|  |  |  | 2015-10-16 | 31.8948 | 198 | 2017-10-06 | 29.1354 | 25
|  |  |  | 2015-10-27 | 22.056 | 149.03 | 2017-10-30 | 31.7651 | 50
|  |  |  | 2015-11-09 | 21.8363 | 64.8 | 2017-11-08 | 31.7002 | 5
|  |  |  | 2015-11-19 | 46.0015 | 100.8 | 2017-11-13 | 27.8614 | 150
|  |  |  | 2015-11-19 | 48.2485 | 131.1 | 2017-11-13 | 26.3681 | 200
|  |  |  | 2015-11-20 | 20.4332 | 199.8 | 2017-11-14 | 31.7002 | 15
|  |  |  | 2015-12-04 | 22.0931 | 99.1 | 2017-12-08 | 20.4863 | 45
|  |  |  | 2015-12-16 | 33.778 | 149.5 | 2017-12-14 | 21.1715 | 150
|  |  |  | 2015-12-18 | 22.5958 | 106 | 2017-12-15 | 37.1668 | 50
|  |  |  | 2015-12-18 | 30.1271 | 29.9 | 2017-12-21 | 30.8122 | 99
|  |  |  | 2015-12-23 | 20.3246 | 206.55 | 2018-01-05 | 24.8616 | 50
|  |  |  | 2016-01-08 | 25.8904 | 200 | 2018-01-09 | 29.6736 | 30
|  |  |  | 2016-01-19 | 20.224 | 200 | 2018-01-26 | 25.617 | 100
|  |  |  | 2016-02-01 | 36.4014 | 75 | 2018-01-29 | 25.1342 | 57.5
|  |  |  | 2016-02-01 | 37.9508 | 25 | 2018-01-29 | 27.7219 | 120
|  |  |  | 2016-02-02 | 33.9356 | 7 | 2018-02-01 | 36.9582 | 10
|  |  |  | 2016-03-03 | 22.3907 | 99.25 | 2018-02-05 | 38.2914 | 50
|  |  |  | 2016-03-04 | 24.5484 | 149.73 | 2018-02-21 | 48.6654 | 106.688
|  |  |  | 2016-05-12 | 45.4719 | 7.2 | 2018-02-23 | 30.6042 | 99
|  |  |  | 2016-05-31 | 40.4059 | 119.7 | 2018-04-16 | 168.8874 | 6.3
|  |  |  | 2016-05-31 | 20.681 | 140 | 2018-05-07 | 32.2631 | 100
|  |  |  | 2016-07-18 | 56.1933 | 46 | 2018-05-16 | 31.4794 | 74.5
|  |  |  | 2016-07-26 | 27.181 | 199.2 | 2018-05-16 | 31.4794 | 74.5
|  |  |  | 2016-08-11 | 37.0427 | 75.4 | 2018-05-30 | 19.2477 | 300
|  |  |  | 2016-10-28 | 18.2799 | 216.44 | 2018-05-30 | 22.5939 | 250
|  |  |  | 2016-10-28 | 17.8569 | 199.52 | 2018-05-30 | 25.4636 | 50
|  |  |  | 2016-11-01 | 44.1972 | 49.5 | 2018-05-30 | 21.9758 | 101
|  |  |  | 2016-11-11 | 48.3166 | 298.2 | 2018-05-30 | 21.9841 | 200
|  |  |  | 2016-12-01 | 33.8921 | 79.75 | 2018-05-30 | 24.8451 | 100
|  |  |  | 2016-12-05 | 19.5444 | 40.59 | 2018-05-31 | 32.1165 | 80
|  |  |  | 2016-12-05 | 44.0769 | 43.2 | 2018-06-01 | 63.4637 | 5.6815
|  |  |  | 2016-12-06 | 22.6261 | 27 | 2018-06-04 | 22.2242 | 80
|  |  |  | 2016-12-15 | 21.1961 | 200 | 2018-06-06 | 26.0341 | 60
|  |  |  | 2017-01-01 | 43.7786 | 66 | 2018-06-08 | 22.7269 | 30
|  |  |  | 2017-01-19 | 35.5796 | 100 | 2018-06-13 | 20.5737 | 58
|  |  |  | 2017-01-27 | 17.0909 | 100.05 | 2018-06-13 | 24.3135 | 122
|  |  |  | 2017-02-09 | 41.5684 | 128.7 | 2018-06-13 | 22.2093 | 99
|  |  |  | 2017-02-17 | 38.4336 | 200.8 | 2018-06-13 | 23.0203 | 80
|  |  |  | 2017-03-07 | 19.4734 | 231.05 | 2018-06-15 | 46.6097 | 20
|  |  |  | 2017-03-07 | 14.5922 | 216.2 | 2018-06-27 | 42.6422 | 42
|  |  |  | 2017-03-13 | 17.0907 | 106.7 | 2018-06-30 | 26.3519 | 68
|  |  |  | 2017-03-14 | 14.4273 | 15 | 2018-06-30 | 23.6491 | 20
|  |  |  | 2017-05-05 | 14.4273 | 2.38 | 2018-07-10 | 29.3526 | 35
|  |  |  | 2017-05-17 | 20.4624 | 100 | 2018-08-10 | 44.862 | 40
|  |  |  | 2017-06-06 | 15.909 | 15.59 | 2018-08-10 | 44.862 | 10
|  |  |  | 2017-06-09 | 12.0501 | 160 | 2018-08-22 | 26.5129 | 50
|  |  |  | 2017-06-20 | 25.0628 | 75 | 2018-08-22 | 26.5129 | 50
|  |  |  | 2017-07-07 | 24.8581 | 132 | 2018-08-23 | 29.3451 | 86
|  |  |  | 2017-07-19 | 14.6585 | 16.1 | 2018-08-31 | 23.9776 | 102.5
|  |  |  | 2017-07-21 | 29.8875 | 100 | 2018-09-09 | 28.7657 | 100
|  |  |  | 2017-08-01 | 23.7187 | 200 | 2018-09-11 | 20.8633 | 100
|  |  |  | 2017-08-11 | 41.7593 | 48.8 | 2018-09-20 | 22.5586 | 100
|  |  |  | 2017-08-11 | 36.874 | 102.5 | 2018-09-25 | 38.4853 | 60
|  |  |  | 2017-09-01 | 19.1037 | 242 | 2018-10-01 | 22.5523 | 20
|  |  |  | 2017-09-01 | 58.3963 | 100 | 2018-10-01 | 44.8442 | 10.5
|  |  |  | 2017-09-26 | 25.2003 | 30 | 2018-10-18 | 38.336 | 13
|  |  |  | 2017-10-01 | 24.1204 | 98 | 2018-10-18 | 32.2175 | 144
|  |  |  | 2017-10-02 | 20.0458 | 29.875 | 2018-10-25 | 25.3992 | 128
|  |  |  | 2017-10-12 | 12.5057 | 243.8 | 2018-11-01 | 39.3118 | 70
|  |  |  | 2017-10-16 | 23.5661 | 103.5 | 2018-12-11 | 26.9514 | 250
|  |  |  | 2017-11-15 | 21.2559 | 211.66 | 2019-02-01 | 45.4882 | 4.6
|  |  |  | 2017-11-17 | 10.1574 | 100 | 2019-02-11 | 31.9593 | 50
|  |  |  | 2017-11-17 | 12.5764 | 83 | 2019-02-14 | 26.2373 | 22
|  |  |  | 2017-11-17 | 13.7919 | 200 | 2019-02-28 | 46.3985 | 50
|  |  |  | 2017-12-20 | 24.6648 | 165 | 2019-03-21 | 28.1248 | 160
|  |  |  | 2017-12-21 | 25.3267 | 50 | 2019-03-22 | 20.4967 | 120
|  |  |  | 2018-01-10 | 12.5764 | 97 | 2019-04-22 | 21.4106 | 100
|  |  |  | 2018-01-22 | 15.3687 | 226.56 | 2019-04-30 | 27.548 | 75
|  |  |  | 2018-01-22 | 23.1947 | 216.6 | 2019-05-28 | 27.5592 | 26
|  |  |  | 2018-03-13 | 21.8551 | 79.9 | 2019-05-30 | 20.0025 | 50
|  |  |  | 2018-04-20 | 12.5533 | 301.02 | 2019-06-11 | 21.9813 | 55.83
|  |  |  | 2018-07-22 | 28.842 | 45.36 | 2019-06-18 | 36.895 | 88
|  |  |  | 2018-07-22 | 28.9751 | 80.64 | 2019-06-18 | 36.895 | 22
|  |  |  | 2018-08-20 | 17.2353 | 250.4 | 2019-06-27 | 16.9589 | 50
|  |  |  | 2018-08-31 | 40.3916 | 97.2 | 2019-06-27 | 15.6591 | 300
|  |  |  | 2018-09-01 | 59.4459 | 101.2 | 2019-07-01 | 22.7364 | 40
|  |  |  | 2018-10-05 | 44.3269 | 21.6 | 2019-07-01 | 15.8193 | 400
|  |  |  | 2018-10-18 | 16.7688 | 106 | 2019-07-01 | 24.1748 | 80
|  |  |  | 2018-10-19 | 13.6929 | 199.4 | 2019-07-09 | 26.467 | 62.5
|  |  |  | 2018-10-19 | 62.9387 | 105.8 | 2019-07-25 | 25.3097 | 17.5
|  |  |  | 2018-10-19 | 37.1734 | 95.25 | 2019-07-26 | 20.5626 | 100
|  |  |  | 2018-10-22 | 9.1477 | 299.36 | 2019-07-26 | 26.7296 | 112
|  |  |  | 2018-10-29 | 14.6321 | 153.6 | 2019-08-19 | 39.4489 | 100
|  |  |  | 2018-11-19 | 12.9791 | 161 | 2019-08-30 | 16.787 | 240
|  |  |  | 2018-11-21 | 10.4943 | 250 | 2019-09-12 | 26.844 | 65
|  |  |  | 2018-12-05 | 15.3344 | 171 | 2019-09-19 | 40.6281 | 9.3077
|  |  |  | 2018-12-31 | 40.2125 | 21.6 | 2019-09-22 | 33.8247 | 88
|  |  |  | 2019-01-01 | 32.6603 | 46.5 | 2019-09-22 | 32.9297 | 90
|  |  |  | 2019-01-03 | 28.1543 | 398.6 | 2019-09-22 | 32.9297 | 70
|  |  |  | 2019-01-08 | 19.6117 | 236.5 | 2019-10-01 | 21.5814 | 150
|  |  |  | 2019-01-11 | 42.9166 | 136.8 | 2019-10-17 | 12.5861 | 100
|  |  |  | 2019-01-22 | 23.933 | 102 | 2019-10-17 | 17.6239 | 100
|  |  |  | 2019-02-05 | 10.1592 | 104 | 2019-10-18 | 31.6793 | 35
|  |  |  | 2019-02-06 | 15.6364 | 134.08 | 2019-10-23 | 21.4752 | 107
|  |  |  | 2019-02-11 | 29.1063 | 199.54 | 2019-11-05 | 23.6228 | 132
|  |  |  | 2019-03-07 | 26.5907 | 144 | 2019-11-19 | 22.5523 | 25
|  |  |  | 2019-05-16 | 12.7673 | 160 | 2019-11-21 | 23.9127 | 100
|  |  |  | 2019-05-21 | 23.4225 | 96.7 | 2019-11-26 | 24.5555 | 44
|  |  |  | 2019-05-31 | 15.442 | 141.2 | 2019-11-26 | 37.7228 | 162
|  |  |  | 2019-06-05 | 29.0991 | 104 | 2019-11-26 | 21.4707 | 100
|  |  |  | 2019-07-08 | 15.0433 | 200 | 2019-12-05 | 23.7666 | 100
|  |  |  | 2019-08-01 | 58.4551 | 121.8 | 2019-12-17 | 21.4752 | 100
|  |  |  | 2019-08-21 | 37.5308 | 72.6 | 2019-12-20 | 44.4585 | 50
|  |  |  | 2019-09-01 | 56.8598 | 121.8 | 2019-12-23 | 24.424 | 80
|  |  |  | 2019-09-18 | 19.9024 | 110 | 2020-01-06 | 26.5773 | 50.5
|  |  |  | 2019-09-22 | 44.7435 | 76.8 | 2020-02-14 | 31.3091 | 50
|  |  |  | 2019-10-01 | 52.702 | 339.78 | 2020-02-14 | 24.2092 | 160.5
|  |  |  | 2019-10-02 | 12.9804 | 128 | 2020-02-26 | 19.9496 | 80
|  |  |  | 2019-10-03 | 36.9972 | 300 | 2020-03-13 | 122.9563 | 22.9
|  |  |  | 2019-10-17 | 11.9437 | 90 | 2020-03-25 | 18.8913 | 200
|  |  |  | 2019-10-17 | 14.7795 | 110 | 2020-04-08 | 23.0521 | 100
|  |  |  | 2019-10-21 | 26.0014 | 302.4 | 2020-04-08 | 19.6957 | 127.86
|  |  |  | 2019-11-01 | 55.9145 | 112.5 | 2020-05-02 | 21.9226 | 100
|  |  |  | 2019-11-25 | 20.6742 | 100 | 2020-05-06 | 33.1295 | 79
|  |  |  | 2019-12-13 | 29.3047 | 76.5 | 2020-05-19 | 30.0111 | 75
|  |  |  | 2019-12-18 | 12.5924 | 200 | 2020-05-26 | 23.7729 | 160
|  |  |  | 2019-12-20 | 43.3316 | 14.4 | 2020-06-01 | 25.2096 | 150
|  |  |  | 2020-04-15 | 33 | 56.2 | 2020-07-10 | 32.3634 | 20
|  |  |  | 2020-04-16 | 41.2845 | 50.1 | 2020-07-10 | 32.9042 | 20
|  |  |  | 2020-05-27 | 15.9465 | 172.5484 | 2020-07-24 | 29.978 | 196
|  |  |  | 2020-05-27 | 12.6521 | 26.3216 | 2020-08-24 | 44.0531 | 50
|  |  |  | 2020-05-28 | 41.9995 | 201.3 | 2020-08-31 | 32.1778 | 132
|  |  |  | 2020-06-04 | 35.2416 | 331 | 2020-09-14 | 18.9274 | 175
|  |  |  | 2020-07-21 | 19.8993 | 199.4 | 2020-09-23 | 22.9639 | 100
|  |  |  | 2020-08-01 | 57.0484 | 77.7 | 2020-09-25 | 22.0907 | 200
|  |  |  | 2020-08-07 | 19.7697 | 53.6 | 2020-09-30 | 30.5846 | 152.5
|  |  |  | 2020-08-25 | 41.2763 | 100 | 2020-10-02 | 22.1264 | 233
|  |  |  | 2020-08-31 | 35.7921 | 225 | 2020-11-02 | 18.2274 | 63
|  |  |  | 2020-09-01 | 53.8183 | 147 | 2020-11-05 | 23.0446 | 26
|  |  |  | 2020-09-11 | 27.2277 | 234.56 | 2020-12-01 | 26.429 | 50
|  |  |  | 2020-09-16 | 32.6629 | 29.5 | 2020-12-22 | 17.6519 | 200
|  |  |  | 2020-09-17 | 14.5316 | 250.7 | 2020-12-30 | 38.1466 | 7.5
|  |  |  | 2020-09-17 | 15.6232 | 300.6 | 2021-01-15 | 49.2343 | 90
|  |  |  | 2020-10-01 | 55.2367 | 99 | 2021-01-15 | 41.1596 | 500
|  |  |  | 2020-10-15 | 27.3972 | 105.5 | 2021-01-21 | 26.7204 | 90
|  |  |  | 2020-11-30 | 38.0351 | 33.8 | 2021-02-01 | 16.9479 | 190
|  |  |  | 2021-01-22 | 22.2627 | 80 | 2021-02-04 | 17.0361 | 50
|  |  |  | 2021-02-03 | 20.4547 | 350 | 2021-02-23 | 21.3491 | 50
|  |  |  | 2021-02-19 | 32.9006 | 201.6 | 2021-03-08 | 27.8852 | 74.5
|  |  |  | 2021-03-15 | 17.5206 | 75 | 2021-03-25 | 19.5555 | 130
|  |  |  | 2021-04-21 | 38.5928 | 29.9 | 2021-04-01 | 12.2265 | 150
|  |  |  | 2021-04-21 | 41.4919 | 50 | 2021-04-01 | 15.708 | 300
|  |  |  | 2021-05-21 | 16.1209 | 145 | 2021-04-08 | 29.081 | 50
|  |  |  | 2021-06-30 | 23.5851 | 180 | 2021-05-07 | 32.9907 | 30
|  |  |  | 2021-09-01 | 16.0482 | 197.4 | 2021-06-01 | 18.0646 | 90
|  |  |  | 2021-09-01 | 56.2332 | 145 | 2021-06-01 | 19.36 | 350
|  |  |  | 2021-12-16 | 26.5155 | 102.2 | 2021-06-01 | 20.4851 | 250
|  |  |  | 2022-03-01 | 26.1717 | 70 | 2021-06-17 | 25.4626 | 200
|  |  |  | 2022-06-21 | 17.3749 | 200 | 2021-08-12 | 19.6446 | 100
|  |  |  | 2022-06-23 | 34.7498 | 105.66 | 2021-10-08 | 38.299 | 100
|  |  |  | 2022-06-28 | 23.6605 | 200 | 2021-10-14 | 25.4933 | 30
|  |  |  | 2022-10-11 | 35.037 | 643.44 | 2021-10-15 | 39.5247 | 125
|  |  |  | 2022-10-21 | 19.5527 | 200.22 | 2021-12-17 | 35.4314 | 150
|  |  |  | 2022-10-23 | 28.9216 | 102.84 | 2022-02-16 | 31.5607 | 40
[7 empty] | 2022-05-13 | 23.5333 | 130
[7 empty] | 2022-05-25 | 28.5961 | 80
[7 empty] | 2022-07-27 | 29.9733 | 66
[7 empty] | 2022-10-20 | 19.4031 | 125
[7 empty] | 2022-10-25 | 48.8566 | 30
[7 empty] | 2023-06-30 | 45.2121 | 138.8
[7 empty] | 2023-07-21 | 26.102 | 140
[7 empty] | 2023-10-24 | 23.439 | 100
[7 empty] | 2023-11-15 | 26.2881 | 25
[7 empty] | 2023-11-17 | 46.0109 | 300
~150 MW

## Recent Wind PPAs v Gas Forecast
Wind PPA prices and natural gas fuel cost projections by calendar year over time
Sources: Berkeley Lab, FERC, EIA
|  | 2024 | [5 empty] | 2030 |  |  |  |  | 2035 |  |  |  |  | 2040
Aggregate wind PPA prices among 37 PPAs executed 2020-2022 (2023 $/MWh)
| 10th Percentile | 16.8624 | 16.5331 | 16.217 | 15.8741 | 15.5384 | 15.2049 | 14.8729 | 14.5402 | 16.6218 | 16.1483 | 15.7705 | 15.4097 | 14.9798 | 16.0009 | 16.5763 | 15.7045 | 15.3619
| 50th Percentile (Median) | 30.8275 | 30.4007 | 29.9906 | 29.3564 | 28.7356 | 28.1189 | 27.505 | 27.2041 | 28.0009 | 28.6167 | 28.2111 | 27.8287 | 26.755 | 26.6926 | 27.0648 | 26.5855 | 26.2656
| 90th Percentile | 44.6716 | 45.4902 | 52.2569 | 51.1519 | 50.0702 | 48.9956 | 47.9258 | 46.8538 | 51.5475 | 51.7576 | 50.5467 | 49.3902 | 49.5866 | 48.7816 | 47.8636 | 46.9344 | 45.9106
| Diff | 27.8092 | 28.9571 | 36.0399 | 35.2778 | 34.5318 | 33.7907 | 33.0529 | 32.3136 | 34.9257 | 35.6093 | 34.7762 | 33.9805 | 34.6068 | 32.7807 | 31.2873 | 31.2299 | 30.5486
STEO (06/24) + AEO 2023 Gas Price Projection (converted from $/MMBtu to 2023 $/MWh using the heat rates implied by AEO 2023 modeling output)
| Min | 18.9342 | 21.9169 | 22.4021 | 22.9849 | 22.9872 | 23.4098 | 23.6878 | 23.9895 | 24.1397 | 23.7436 | 23.5551 | 23.552 | 23.4799 | 23.6005 | 23.9604 | 23.8647 | 24.2169
| Reference Case | 21.6358 | 25.2373 | 25.3431 | 25.3609 | 25.4113 | 25.5707 | 25.6486 | 25.7218 | 25.8163 | 25.9401 | 26.8538 | 27.8191 | 28.0715 | 28.4175 | 29.5048 | 29.3023 | 30.4066
| Max | 28.8901 | 36.7054 | 39.2343 | 40.19 | 41.3045 | 41.8587 | 41.798 | 42.4629 | 43.5173 | 43.7234 | 45.2598 | 46.3891 | 47.0383 | 47.3759 | 47.6875 | 47.9173 | 48.3047
| Diff | 9.9559 | 14.7886 | 16.8321 | 17.2052 | 18.3174 | 18.4489 | 18.1102 | 18.4734 | 19.3777 | 19.9798 | 21.7047 | 22.8371 | 23.5583 | 23.7754 | 23.7271 | 24.0526 | 24.0879

## Market Value and PPAs over Time
Regional wholesale market value of wind and average levelized long-term wind PPA prices over time
Sources: Berkeley Lab, ABB, ISOs
(All in 2023$)
Wholesale market value: energy and capacity | [8 empty] | Levelized | 10th | 90th | negative | positive
2023 $/MWh | MISO | CAISO | SPP | NYISO | PJM | ISO-NE | ERCOT |  | PPA Price | Percentile | Percentile | error | error
2008 | 53.3472 |  | 71.9027 |  | 69.5833 |  | 42.9097 | 2008 | 78.1534 | 53.3087 | 111.9005 | 24.8447 | 33.747
2009 | 27.8333 |  | 38.2708 |  | 46.3888 |  | 23.1944 | 2009 | 82.4699 | 61.1414 | 128.2447 | 21.3285 | 45.7748
2010 | 27.8333 |  | 40.5902 |  | 47.5486 |  | 30.1528 | 2010 | 72.0672 | 47.3393 | 129.822 | 24.728 | 57.7548
2011 | 23.1944 | 37.1111 | 40.5902 | 47.5486 | 45.2291 | 59.1458 | 28.993 | 2011 | 52.4244 | 32.6154 | 87.9549 | 19.809 | 35.5305
2012 | 18.5555 | 40.5902 | 38.2708 | 35.9514 | 37.1111 | 49.868 | 20.875 | 2012 | 44.6242 | 34.1427 | 83.6344 | 10.4815 | 39.0102
2013 | 23.1944 | 47.5486 | 31.3125 | 48.7083 | 39.4305 | 73.0624 | 32.4722 | 2013 | 31.5218 | 23.0599 | 61.1717 | 8.4619 | 29.6499
2014 | 26.6736 | 54.5069 | 32.4722 | 54.5069 | 49.868 | 81.1805 | 38.2708 | 2014 | 28.9826 | 23.3488 | 52.2079 | 5.6338 | 23.2253
2015 | 19.7153 | 34.7916 | 26.6736 | 33.6319 | 37.1111 | 52.1875 | 24.3541 | 2015 | 33.5745 | 21.9436 | 53.265 | 11.631 | 19.6904
2016 | 20.875 | 34.7916 | 23.1944 | 23.1944 | 31.3125 | 33.6319 | 19.7153 | 2016 | 27.6014 | 19.6123 | 45.3444 | 7.989 | 17.7431
2017 | 23.1944 | 37.1111 | 19.7153 | 25.5139 | 31.3125 | 38.2708 | 19.7153 | 2017 | 21.2567 | 12.8195 | 40.9415 | 8.4373 | 19.6847
2018 | 25.5139 | 44.0694 | 25.5139 | 32.4722 | 39.4305 | 53.3472 | 22.0347 | 2018 | 19.537 | 12.5533 | 44.3269 | 6.9837 | 24.7899
2019 | 20.875 | 42.9097 | 19.7153 | 23.1944 | 30.1528 | 40.5902 | 23.1944 | 2019 | 26.8652 | 12.7499 | 53.0232 | 14.1153 | 26.1581
2020 | 12.7569 | 33.6319 | 16.2361 | 15.0764 | 23.1944 | 28.993 | 12.7569 | 2020 | 29.5391 | 15.4049 | 54.102 | 14.1342 | 24.5629
2021 | 18.2934 | 53.1086 | 21.0601 | 25.2658 | 36.3101 | 48.874 | 35.0484 | 2021 | 24.9746 | 16.1209 | 41.4919 | 8.8537 | 16.5173
2022 | 30.1917 | 78.3315 | 18.7411 | 46.9546 | 59.8253 | 86.297 | 30.3592 | 2022 | 25.5209 | 18.6816 | 34.8647 | 6.8393 | 9.3438
2023 | 16.9061 | 59.8209 | 13.0333 | 22.8714 | 24.7049 | 35.7172 | 22.8924 | 2023 | #N/A | #N/A | #N/A | #N/A | #N/A

## 2023 Market Value by Location
Wholesale market value of wind in 2023, by region and plant, and compared to Level10 wind PPA prices
Sources: Berkeley Lab, Hitachi, ISOs |  |  |  | Sources: Berkeley Lab, Hitachi, ISOs | Sources: Berkeley Lab, Hitachi, ISOs, Level10
| 2023 Wind | 2023 Wind | 2023 Wind
| Energy Value | Capacity Value | Level10 PPA Prices 2023 Average
| (2023 $/MWh) | (2023 $/MWh) | (2023 $/MWh)
CAISO | 48.2679 | 11.553 | 68.2111
ISO-NE | 32.1745 | 3.5427
PJM | 23.809 | 0.89586 | 50.4455
ERCOT | 22.8924 | 0 | 33.9038
NYISO | 17.2493 | 5.6221
MISO | 14.3972 | 2.5089 | 48.2522
SPP | 10.5436 | 2.4898 | 32.5702

## Value Relative to Flat Profile
Value factor of wind energy
Sources: Berkeley Lab, Hitachi, ISOs | [8 empty] | Sources: Berkeley Lab, Hitachi, ISOs | [5 empty] | Sources: Berkeley Lab, Hitachi, ISOs
Value factor by region with wind penetration (value factor = market value of wind in proportion to that of a generalized flat-block, i.e., 24x7 average price across all pricing nodes in region)
| MISO |  | CAISO |  | SPP |  | NYISO |  | PJM |  | ISO-NE |  | ERCOT
| value factor | penetration | value factor | penetration | value factor | penetration | value factor | penetration | value factor | penetration | value factor | penetration | value factor | penetration
2008 | 0.80134 | 1.484% |  |  | 0.85755 | 3.664% | [6 empty] | 0.4687 | 4.878%
2009 | 0.75059 | 2.714% |  |  | 0.76061 | 5.103% | [6 empty] | 0.56491 | 6.102%
2010 | 0.64669 | 3.419% |  |  | 0.76662 | 4.539% | [6 empty] | 0.62425 | 7.745%
2011 | 0.57174 | 4.561% | 0.88954 | 3.162% | 0.81051 | 5.467% |  |  |  |  | 0.85773 | 0.5994% | 0.5142 | 8.446%
2012 | 0.56561 | 6.212% | 0.9908 | 3.933% | 0.94891 | 7.758% | 0.65983 | 1.716% | 0.77541 | 1.602% | 0.94063 | 0.9276% | 0.6387 | 9.169%
2013 | 0.60239 | 6.854% | 0.89044 | 5.329% | 0.71338 | 11.01% | 0.65795 | 2.086% | 0.74351 | 1.865% | 0.95762 | 1.383% | 0.79816 | 9.851%
2014 | 0.57954 | 5.67% | 0.9105 | 5.456% | 0.65162 | 11.97% | 0.67385 | 2.41% | 0.73178 | 1.939% | 0.97689 | 1.495% | 0.80365 | 10.64%
2015 | 0.62211 | 6.222% | 0.87235 | 5.143% | 0.72513 | 13.47% | 0.60854 | 2.358% | 0.75969 | 2.085% | 0.86438 | 1.645% | 0.76628 | 11.72%
2016 | 0.67529 | 6.903% | 0.97407 | 5.793% | 0.62544 | 17.54% | 0.53423 | 2.429% | 0.78581 | 2.11% | 0.85562 | 2.031% | 0.7449 | 15.1%
2017 | 0.70869 | 7.695% | 0.97807 | 5.797% | 0.48982 | 22.99% | 0.58403 | 2.653% | 0.76128 | 2.628% | 0.68705 | 2.808% | 0.61198 | 17.38%
2018 | 0.74836 | 7.337% | 1.0093 | 6.926% | 0.61516 | 23.83% | 0.64295 | 2.449% | 0.79462 | 2.649% | 0.74376 | 2.804% | 0.61767 | 18.5%
2019 | 0.72085 | 8.504% | 1.02 | 6.839% | 0.51055 | 27.52% | 0.61576 | 2.835% | 0.82211 | 3.032% | 0.7326 | 2.892% | 0.56935 | 19.93%
2020 | 0.54152 | 10.98% | 0.84604 | 6.566% | 0.54321 | 31.27% | 0.59008 | 2.947% | 0.83447 | 3.4% | 0.81579 | 2.997% | 0.51872 | 23.23%
2021 | 0.46372 | 12.03% | 0.85081 | 8.42% | 0.40707 | 34.82% | 0.58218 | 2.666% | 0.78879 | 3.527% | 0.87021 | 2.952% | 0.21336 | 24.18%
2022 | 0.47623 | 14.46% | 0.82197 | 8.741% | 0.39183 | 37.95% | 0.61377 | 3.123% | 0.80393 | 4.002% | 0.93667 | 3.15% | 0.47615 | 24.8%
2023 | 0.55132 | 13.6% | 0.86122 | 8.523% | 0.42581 | 36.98% | 0.61838 | 3.103% | 0.83777 | 3.771% | 0.92231 | 2.731% | 0.48236 | 24.08%
Notes: | (1) value factor is average combined wind energy and capacity value in each ISO region relative to that of a flat 24x7 output profile located in that same ISO; generalized 24x7 output profile is average price across all pricing nodes in region
(2) penetration is wind penetration in energy terms pre curtailment
National average market value of wind in 2023 relative to a generalized flat output profile
Wholsale value (2023$/MWh) | Flat profile at all power plants | Wind profile at all power plants | Wind profile at wind plants | Wind profile at wind plants adjusted for curtailment
energy value | 32.1174 | 25.4491 | 18.6696 | 18.0266
capacity value | 5.1546 | 3.1254 | 3.042 | 2.9156
total value | 37.272 | 28.5745 | 21.7116 | 20.9422
Sources: Berkeley Lab, Hitachi, ISOs
Regional average market value of wind in 2023 relative to a generalized flat output profile ($/MWh)
|  | Flat profile at all power plants | Wind profile at all power plants | Wind profile at wind plants | Wind profile at wind plants adjusted for curtailment
CAISO | energy value | 52.4477 | 48.9192 | 48.5342 | 48.2679
| capacity value | 17.0127 | 11.6139 | 11.6139 | 11.553
| total value | 69.4604 | 60.5332 | 60.1482 | 59.8209
ERCOT | energy value | 47.4594 | 32.4474 | 24.2734 | 22.8924
| capacity value | 0 | 0 | 0 | 0
| total value | 47.4594 | 32.4474 | 24.2734 | 22.8924
ISONE | energy value | 34.9579 | 34.7698 | 32.514 | 32.1745
| capacity value | 3.7679 | 3.585 | 3.585 | 3.5427
| total value | 38.7259 | 38.3548 | 36.099 | 35.7172
MISO | energy value | 26.9231 | 23.9733 | 14.6655 | 14.3972
| capacity value | 3.7418 | 2.6342 | 2.5925 | 2.5089
| total value | 30.6649 | 26.6075 | 17.258 | 16.9061
NYISO | energy value | 28.8201 | 27.228 | 17.7402 | 17.2493
| capacity value | 8.1661 | 8.848 | 5.819 | 5.6221
| total value | 36.9862 | 36.076 | 23.5593 | 22.8714
PJM | energy value | 27.2981 | 26.2979 | 23.8206 | 23.809
| capacity value | 2.1908 | 0.99814 | 0.89644 | 0.89586
| total value | 29.4889 | 27.2961 | 24.717 | 24.7049
SPP | energy value | 21.9965 | 16.425 | 11.1225 | 10.5436
| capacity value | 8.6118 | 2.7037 | 2.7037 | 2.4898
| total value | 30.6083 | 19.1287 | 13.8261 | 13.0333
Regional average market value in 2023 relative to a generalized flat profile (percentage changes)
| Flat profile | Flat profile | Profile | Congestion | Curtailment | Total change | Wind value
ERCOT | $47/MWh | 100% | -31.63% | -17.22% | -2.91% | -51.76% | $23/MWh
SPP | $31/MWh | 100% | -37.5% | -17.32% | -2.59% | -57.42% | $13/MWh
MISO | $31/MWh | 100% | -13.23% | -30.49% | -1.148% | -44.87% | $17/MWh
NYISO | $37/MWh | 100% | -2.461% | -33.84% | -1.86% | -38.16% | $23/MWh
PJM | $29/MWh | 100% | -7.436% | -8.746% | -0.04128% | -16.22% | $25/MWh
CAISO | $69/MWh | 100% | -12.85% | -0.5543% | -0.4711% | -13.88% | $60/MWh
ISO-NE | $39/MWh | 100% | -0.9581% | -5.825% | -0.9859% | -7.769% | $36/MWh

## Health and Climate Benefits
Health and climate benefits from wind generation in 2023
Note: the values calculated here are based on the methodology developed in the peer reviewed article available at: https://doi.org/10.1016/j.crsus.2024.100105
Marginal health and climate benefits from wind generation by region in 2023 | [6 empty] | Marginal health, climate, and grid-value benefits from wind generation versus LCOE in 2023
Sources: Berkeley Lab, EIA Form 930
Note: Estimates not provided for Southeast due to small number of wind plants in that region.
Sources: Berkeley Lab, EIA Form 930
Marginal emission benefits by region and pollutant for 2023 (in 2023$/MWh) | [6 empty] | Benefit versus costs (2023$/MWh)
Year | Pollutant | Region | Wind MWh | low $/MWh | central $/MWh | high $/MWh
2023 | CO2 | West | 77082464 | 20.0737 | 111.2448 | 304.239 |  | Cost | Value
2023 | CO2 | Central | 106640255 | 29.0242 | 161.5688 | 440.1053 | LCOE | 48.5429
2023 | CO2 | Mid-Atlantic | 29492463 | 18.5146 | 105.7541 | 296.7527 | Health |  | 38.0933
2023 | CO2 | Midwest | 94299208 | 21.5319 | 118.7534 | 324.0799 | Climate |  | 124.3836
2023 | CO2 | New_England | 3097805 | 19.2467 | 109.9128 | 305.533 | Grid |  | 20.9
2023 | CO2 | New_York | 4604319 | 12.0138 | 67.5547 | 186.2028
2023 | CO2 | Texas | 108016960 | 20.0425 | 109.905 | 297.1331 | Notes:
2023 | CO2 | National Average | 423248759 | 22.5285 | 124.3836 | 338.5003 | Benefit and cost estimates are calculated based on available data, and thus depend on different regional mixes of data from each other
National health and climate benefits are based on total generation from each region
Year | Pollutant | Region | Wind MWh | low $/MWh | central $/MWh | high $/MWh | Cost, or LCOE, is based on the costs of newly built plants where LCOE data is available
2023 | SO2 | West | 77082464 | 1.5601 | 3.2733 | 5.268 | Grid value is based on data from the 7 major wholesale markets areas (ISO/RTOs)
2023 | SO2 | Central | 106640255 | 23.3467 | 37.2525 | 52.088
2023 | SO2 | Mid-Atlantic | 29492463 | 9.1484 | 19.253 | 31.5669 | Low and high estimates are based on the 5% and 95% range from a Monte Carlo simulation. The central estimate matches the "point" estimate for each input value.
2023 | SO2 | Midwest | 94299208 | 14.566 | 23.6371 | 33.3675
2023 | SO2 | New_England | 3097805 | 0.71666 | 1.3805 | 2.1978
2023 | SO2 | New_York | 4604319 | 4.0678 | 7.4088 | 11.7751
2023 | SO2 | Texas | 108016960 | 4.7516 | 10.0886 | 16.4297
2023 | SO2 | National Average | 423248759 | 14.7784 | 19.2554 | 23.8837
Year | Pollutant | Region | Wind MWh | low $/MWh | central $/MWh | high $/MWh
2023 | NOx | West | 77082464 | 11.0506 | 14.4725 | 18.2564
2023 | NOx | Central | 106640255 | 20.8193 | 25.141 | 29.6887
2023 | NOx | Mid-Atlantic | 29492463 | 9.7379 | 15.4523 | 21.7021
2023 | NOx | Midwest | 94299208 | 14.595 | 17.7463 | 21.1437
2023 | NOx | New_England | 3097805 | 8.5205 | 12.4155 | 17.0217
2023 | NOx | New_York | 4604319 | 6.4437 | 8.9142 | 11.696
2023 | NOx | Texas | 108016960 | 12.4047 | 18.2173 | 24.575
2023 | NOx | National Average | 423248759 | 16.7241 | 18.8378 | 21.0837
Total emission benefits (central estimates)
Year | Region | Wind MWh | AQ $/MWh | CO2 $/MWh | Total Bens $/MWh
2023 | West | 77082464 | 17.7458 | 111.2448 | 128.9906
2023 | Central | 106640255 | 62.3935 | 161.5688 | 223.9623
2023 | Mid-Atlantic | 29492463 | 34.7053 | 105.7541 | 140.4593
2023 | Midwest | 94299208 | 41.3834 | 118.7534 | 160.1368
2023 | New_England | 3097805 | 13.796 | 109.9128 | 123.7088
2023 | New_York | 4604319 | 16.323 | 67.5547 | 83.8778
2023 | Texas | 108016960 | 28.306 | 109.905 | 138.211
2023 | National | 423233474 | 38.0933 | 124.3836 | 162.4768
Total emission benefits (low estimates)
Year | Region | Wind MWh | AQ $/MWh | CO2 $/MWh | Total Bens $/MWh
2023 | West | 77082464 | 12.6107 | 20.0737 | 32.6843
2023 | Central | 106640255 | 44.1659 | 29.0242 | 73.1901
2023 | Mid-Atlantic | 29492463 | 18.8863 | 18.5146 | 37.4009
2023 | Midwest | 94299208 | 29.161 | 21.5319 | 50.6929
2023 | New_England | 3097805 | 9.2372 | 19.2467 | 28.4838
2023 | New_York | 4604319 | 10.5115 | 12.0138 | 22.5253
2023 | Texas | 108016960 | 17.1563 | 20.0425 | 37.1988
2023 | National | 423233474 | 31.5025 | 22.5285 | 54.0309
Total emission benefits (high estimates)
Year | Region | Wind MWh | AQ $/MWh | CO2 $/MWh | Total Bens $/MWh
2023 | West | 77082464 | 23.5245 | 304.239 | 327.7635
2023 | Central | 106640255 | 81.7767 | 440.1053 | 521.882
2023 | Mid-Atlantic | 29492463 | 53.269 | 296.7527 | 350.0218
2023 | Midwest | 94299208 | 54.5112 | 324.0799 | 378.5911
2023 | New_England | 3097805 | 19.2195 | 305.533 | 324.7525
2023 | New_York | 4604319 | 23.4711 | 186.2028 | 209.6739
2023 | Texas | 108016960 | 41.0047 | 297.1331 | 338.1378
2023 | National | 423233474 | 44.9674 | 338.5003 | 383.4677

## Transmission Build
Miles of transmission projects completed, by year and voltage
Source: FERC monthly infrastru\cture reports
| ≤ 230 kV | 345 kV | 500 kV
2009 | 957.5 | 659.7 | 160.1
2010 | 1461.6 | 948.3 | 112
2011 | 951.8 | 516.5 | 262
2012 | 1074.8 | 1112.3 | 187.5
2013 | 543.3 | 3631.5 | 466
2014 | 1202.5 | 1659.8 | 70
2015 | 700.3 | 1230.5 | 355
2016 | 830.8 | 965.9 | 85
2017 | 329.3 | 363.1 | 0
2018 | 392.3 | 819.3 | 69.4
2019 | 303.4 | 604.5 | 7.7
2020 | 229.1 | 652.8 | 251.4
2021 | 801 | 566.6 | 0
2022 | 476.6 | 197.7 | 0.3
2023 | 196.4 | 55.5 | 0
proposed in-service by August 2026: high probability of completion | 402.6 | 514 | 1249

## Wind Capacity Forecasts
Wind power capacity additions: historical installations and projected growth by various independent analysts
Sources: ACP, independent analyst projections
| Historical |  |  | Projected
| Wind |  |  | Growth |  |  | Analyst #1 |  |  | Analyst #2 |  |  | Analyst #3 |  |  | Analyst #4 | Analyst #5
| Additions |  |  | Average |  |  | Forecast |  |  | Forecast |  |  | Forecast |  |  | Forecast | Forecast
| (GW) |  |  | (GW) |  |  | (GW) |  |  | (GW) |  |  | (GW) |  |  | (GW) | (GW)
| Total Wind | Land-based | Offshore | Total | Land-based | Offshore | Total Wind | Land-based | Offshore | Total Wind | Land-based | Offshore | Total Wind | Land-based | Offshore | Total Wind | Total Wind | Land-based | Offshore
1998 | 0.14232 | 0.14232 | 0
1999 | 0.89247 | 0.89247 | 0
2000 | 0.070955 | 0.070955 | 0
2001 | 1.692 | 1.692 | 0
2002 | 0.409 | 0.409 | 0
2003 | 1.665 | 1.665 | 0
2004 | 0.396 | 0.396 | 0
2005 | 2.382 | 2.382 | 0
2006 | 2.466 | 2.466 | 0
2007 | 5.253 | 5.253 | 0
2008 | 8.37 | 8.37 | 0
2009 | 9.997 | 9.997 | 0
2010 | 5.218 | 5.218 | 0
2011 | 6.604 | 6.604 | 0
2012 | 13.34 | 13.34 | 0
2013 | 1.087 | 1.087 | 0
2014 | 4.857 | 4.857 | 0
2015 | 8.599 | 8.599 | 0
2016 | 8.233 | 8.203 | 0.03
2017 | 7.017 | 7.017 | 0
2018 | 7.588 | 7.588 | 0
2019 | 9.132 | 9.132 | 0
2020 | 17.213 | 17.201 | 0.012
2021 | 13.413 | 13.413 | 0
2022 | 8.5111 | 8.5111 | 0
2023 | 6.474 | 6.474 | 0
2024e |  |  |  | 8.3936 | 7.5246 | 0.869 | 8.13 | 7.192 | 0.938 | 7.7 | 7 | 0.7 | 9.9 | 9 | 0.9 | 7.3 | 8.938 | 8 | 0.938
2025e |  |  |  | 10.461 | 9.8148 | 0.64625 | 8.62 | 8.62 | 0 | 12.7 | 11.7 | 1 | 12.3 | 12.3 | 0 | 5.1 | 13.585 | 12 | 1.585
2026e |  |  |  | 15.1975 | 13.1125 | 2.085 | 15.16 | 11.75 | 3.41 | 14 | 12.7 | 1.3 | 15.2 | 14 | 1.2 |  | 16.43 | 14 | 2.43
2027e |  |  |  | 17.575 | 15.3885 | 2.1865 | 16.55 | 14.854 | 1.696 | 17.1 | 14.7 | 2.4 | 19.1 | 17 | 2.1 |  | 17.55 | 15 | 2.55
2028e |  |  |  | 18.65 | 16.428 | 2.222 | 14.45 | 12.612 | 1.838 | 16.6 | 15.1 | 1.5 | 24.8 | 22 | 2.8 |  | 18.75 | 16 | 2.75
Analyst projections
(bar = average)
(hatched = offshore)