## Introduction
Utility-Scale Solar, 2025 Data Update
Joachim Seel1 , Julie Mulvaney Kemp1,
Anna Cheyette, Will Gorman, Naim Darghouth, Dana Robson, Joe Rand, Seongeun Jeong
Lawrence Berkeley National Laboratory
1 Corresponding authors
October 2025
For additional details and related products, see: utilityscalesolar.lbl.gov
Contact the corresponding authors: Joachim Seel (jseel@lbl.gov) and Julie Mulvaney Kemp (jmulvaneykemp@lbl.gov)
Photo credit: SOLV Energy. Brian Doll.
Purpose, Scope, and Data
Summarize publicly available data on key trends in the U.S. utility-scale solar power sector. Focus on ground-mounted projects >5 MWAC in size (projects below this capacity threshold, as well as rooftop projects, are covered under LBNL's Tracking the Sun series). Focus on historical data, with some emphasis on the most recent year. Data sources include EIA, FERC, SEC, trade press, developers/owners.
Outline of Data File
• Deployment and Technology Trends
• Capital Costs (Capex) and Operation&Maintenance (O&M) Costs
• Performance (Capacity Factors)
• Levelized Cost of Energy (LCOE) & Power Purchase Agreement (PPA) Prices
• Wholesale Market Value, Air and Climate Benefits, and Net Value
• PV+Battery Hybrid Plants
• Concentrating Solar Thermal Power (CSP) plants
• Capacity in Interconnection Queues
Acknowledgments
This material is based upon work supported by the U.S. Department of Energy’s Office of Energy Efficiency and Renewable Energy (EERE) under Solar Energy Technologies Office (SETO) Agreement Number 38444 and Contract No. DE-AC02-05CH11231.
Disclaimer
This document was prepared as an account of work sponsored by the United States Government. While this document is believed to contain correct information, neither the United States Government nor any agency thereof, nor The Regents of the University of California, nor any of their employees, makes any warranty, express or implied, or assumes any legal responsibility for the accuracy, completeness, or usefulness of any information, apparatus, product, or process disclosed, or represents that its use would not infringe privately owned rights. Reference herein to any specific commercial product, process, or service by its trade name, trademark, manufacturer, or otherwise, does not necessarily constitute or imply its endorsement, recommendation, or favoring by the United States Government or any agency thereof, or The Regents of the University of California. The views and opinions of authors expressed herein do not necessarily state or reflect those of the United States Government or any agency thereof, or The Regents of the University of California.
Ernest Orlando Lawrence Berkeley National Laboratory is an equal opportunity employer.
Copyright Notice
Utility-Scale Solar, 2025 Data Update Copyright (c) 202<>, The Regents of the University of California, through Lawrence Berkeley National Laboratory (subject to receipt of any required approvals from the U.S. Dept. of Energy). All rights reserved. This work is openly licensed via CC BY 4.0.

## Table of Contents
Table of Contents
# | Sheet Name
1 | Introduction
2 | Regional Definitions
3 | Capacity Additions by Fuel Type
4 | State Solar Market Penetration
5 | PV Capacity&Generation by BA
6 | PV Capacity by Region
7 | PV Capacity over Time
8 | PV+Storage Capacity by Region
9 | PV Capacity by Project Size
10 | PV Capacity by Technology
11 | PV Capacity by Offtaker
12 | PV Irradiance
13 | PV ILR
14 | PV Hybrid Design
15 | CapEx Trend (PV-only)
16 | CapEx Trend by Mount Type (PV)
17 | CapEx by Size (PV-only)
18 | CapEx Trend by Region (PV only)
19 | CapEx Trend by State (PV only)
20 | Capex Trend (PV+Storage)
21 | Capex Trend (Storage)
22 | Capex Trend by Region (Storage)
23 | Storage Capex Adder
24 | CSP CapEx
25 | O&M Cost Time Trend
26 | O&M Cost by Project Age
27 | CF by GHI, Mount, ILR
28 | CF by Region
29 | CF by Project Vintage
30 | Degradation
31 | CF for CSP Plants
32 | LCOE Trend (PV only)
33 | Storage LCOE Adder Trend
34 | LCOE (PTC vs ITC, PV only)
35 | LCOE Trend (PV+Storage)
36 | LCOE by Region (PV+Storage)
37 | LCOE vs. PPA Price (PV only)
38 | LCOE vs. PPA Price (PV+Storage)
39 | PPA Price by Project (PV only)
40 | PPA Price for CSP Plants
41 | Annual Average PPA Price
42 | LevelTen Solar PPA Prices
43 | Trio Solar PPA Prices
44 | LevelTen & Trio 2024 PPA Index
45 | PPA Price 2023-24 COD
46 | PV+Battery Hybrid PPA Price
47 | PV & Wind PPAs vs Gas
48 | PV Curtailment
49 | Energy+Capacity Value (PV only)
50 | Market Value vs. PPA (PV only)
51 | Value Factor vs. Penetration
52 | Value Difference vs. Flat Block
53 | Energy+Capacity Value vs. LCOE
54 | All Capacity in Queues
55 | Solar GW in Queues by Region
56 | Solar GW in Queues by Status
57 | All Hybrid Capacity in Queues
58 | Individual_Project_Data

## Regional Definitions
Regional boundaries overlaid on a map of average annual global horizontal irradiance (GHI)
Sources: National Renewable Energy Laboratory (NREL)

## Capacity Additions by Fuel Type
Annual capacity additions of different resources
Sources: EIA, ACP, Berkeley Lab
Nameplate Capacity Additions (GW-AC)
Resource Type | 1998 | 1999 | 2000 | 2001 | 2002 | 2003 | 2004 | 2005 | 2006 | 2007 | 2008 | 2009 | 2010 | 2011 | 2012 | 2013 | 2014 | 2015 | 2016 | 2017 | 2018 | 2019 | 2020 | 2021 | 2022 | 2023 | 2024
Wind | 0.14232 | 0.88527 | 0.070855 | 1.6905 | 0.41061 | 1.6649 | 0.3964 | 2.3744 | 2.4534 | 5.2525 | 8.3624 | 10.0052 | 5.22 | 6.7234 | 13.2705 | 0.96607 | 4.7942 | 8.5897 | 8.2247 | 7.034 | 7.6036 | 9.1479 | 17.2061 | 13.5111 | 8.5092 | 6.4649 | 4.037
Utility-Scale Solar (>1 MW) | 0 | 0 | 0 | 0.0039 | 0.003 | 0.0001 | 0 | 0.0005 | 0.0014 | 0.0947 | 0.0229 | 0.0778 | 0.2075 | 0.6183 | 1.4564 | 3.3284 | 3.6267 | 3.4197 | 7.8508 | 4.7293 | 4.4432 | 5.2242 | 10.2178 | 12.9794 | 10.4138 | 18.1397 | 30.5997
Distributed Solar (<1 MW) | 0.0016117 | 0.002458 | 0.0038227 | 0.0072272 | 0.019281 | 0.044205 | 0.056587 | 0.075616 | 0.10069 | 0.13284 | 0.26966 | 0.31914 | 0.65247 | 1.1148 | 1.4131 | 2.1205 | 1.4441 | 2.7854 | 3.2233 | 3.4833 | 3.4294 | 4.1221 | 4.4941 | 5.7326 | 7.3462 | 8.5568 | 7.5134
Storage | 0 | 0 | 0 | 0 | 0.328 | 0.04 | 0 | 0 | 0 | 0 | 0 | 0 | 0 | 0.037 | 0.0825 | 0.2913 | 0.0273 | 0.24 | 0.22797 | 0.14991 | 0.35222 | 0.32247 | 0.76333 | 3.7717 | 4.6617 | 7.6048 | 11.817
Gas | 3.0109 | 10.6009 | 28.9994 | 49.4218 | 71.627 | 55.6558 | 27.3065 | 19.5153 | 10.8431 | 8.423 | 10.5213 | 12.0537 | 7.3611 | 12.0328 | 9.7512 | 7.8701 | 9.0261 | 6.7298 | 9.4824 | 12.6165 | 22.071 | 8.9972 | 7.5465 | 6.6641 | 6.8605 | 11.411 | 2.3534
Coal | 0.0705 | 0.3712 | 0.1805 | 0 | 0.5242 | 0.09 | 0.742 | 0.3727 | 0.6047 | 1.5135 | 1.591 | 3.5987 | 6.0588 | 1.735 | 4.76 | 1.8125 | 0.1062 | 0.0055 | 0 | 0 | 0 | 0.017 | 0 | 0 | 0 | 0 | 0
Other | 0.57695 | 0.71134 | 1.5166 | 1.4428 | 1.6558 | 0.73814 | 0.73359 | 0.37427 | 0.71784 | 0.92538 | 0.61451 | 0.95324 | 1.6423 | 1.3964 | 1.5529 | 1.6798 | 0.77492 | 0.68617 | 2.3006 | 1.0669 | 0.67404 | 0.4496 | 0.34917 | 0.34733 | 0.42256 | 1.5914 | 0.43711
Total | 3.8023 | 12.5712 | 30.7712 | 52.5662 | 74.5678 | 58.2331 | 29.2351 | 22.7128 | 14.7212 | 16.3419 | 21.3818 | 27.0078 | 21.1421 | 23.6577 | 32.2866 | 18.0687 | 19.7996 | 22.4563 | 31.3098 | 29.08 | 38.5734 | 28.2805 | 40.577 | 43.0061 | 38.214 | 53.7686 | 56.7576
Utility-Scale Solar % of Total | 0% | 0% | 0% | 0.007419% | 0.004023% | 0.0001717% | 0% | 0.002201% | 0.00951% | 0.5795% | 0.1071% | 0.2881% | 0.9815% | 2.614% | 4.511% | 18.42% | 18.32% | 15.23% | 25.07% | 16.26% | 11.52% | 18.47% | 25.18% | 30.18% | 27.25% | 33.74% | 53.91%
Distributed Solar % of Total | 0.04239% | 0.01955% | 0.01242% | 0.01375% | 0.02586% | 0.07591% | 0.1936% | 0.3329% | 0.684% | 0.8129% | 1.261% | 1.182% | 3.086% | 4.712% | 4.377% | 11.74% | 7.294% | 12.4% | 10.29% | 11.98% | 8.891% | 14.58% | 11.08% | 13.33% | 19.22% | 15.91% | 13.24%
Total Solar % of Total | 0.04239% | 0.01955% | 0.01242% | 0.02117% | 0.02988% | 0.07608% | 0.1936% | 0.3351% | 0.6935% | 1.392% | 1.368% | 1.47% | 4.068% | 7.326% | 8.888% | 30.16% | 25.61% | 27.63% | 35.37% | 28.24% | 20.41% | 33.05% | 36.26% | 43.51% | 46.48% | 49.65% | 67.15%

## State Solar Market Penetration
U.S. solar penetration rankings: all 50 states
| Preliminary 2024 |  |  |  | 2023
State | Solar generation as a % of in-state generation |  | Solar generation as a % of in-state load |  | Solar generation as a % of in-state generation |  | Solar generation as a % of in-state load |  | All Solar as a % of in-state generation (preliminary 2024)
| All Solar | Utility-Scale Solar Only | All Solar | Utility-Scale Solar Only | All Solar | Utility-Scale Solar Only | All Solar | Utility-Scale Solar Only
District of Columbia | 64.791 | 9.8288 | 2.9156 | 0.4423 | 61.0565 | 6.5033 | 2.2893 | 0.2438
California | 32.354 | 19.4508 | 28.7955 | 17.3115 | 28.1997 | 16.7621 | 25.7903 | 15.3299
Nevada | 30.5287 | 26.2319 | 34.031 | 29.2413 | 25.9551 | 22.1133 | 28.4996 | 24.2812
Massachusetts | 25.5937 | 9.1094 | 11.8279 | 4.2098 | 24.4553 | 8.6092 | 10.6545 | 3.7508
Hawaii | 21.5035 | 6.8488 | 22.0651 | 7.0276 | 19.2811 | 6.1696 | 19.78 | 6.3292
Vermont | 16.8316 | 7.999 | 8.2371 | 3.9146 | 15.8314 | 7.0427 | 7.6831 | 3.4179
Utah | 16.5878 | 13.799 | 16.6712 | 13.8684 | 14.0534 | 11.4205 | 14.1162 | 11.4715
Maine | 14.1589 | 7.2883 | 17.0628 | 8.783 | 8.7642 | 3.9776 | 9.6257 | 4.3686
Arizona | 13.3439 | 8.8646 | 16.9565 | 11.2646 | 10.5469 | 6.3732 | 13.558 | 8.1927
Rhode Island | 13.1023 | 6.127 | 16.3813 | 7.6603 | 9.304 | 3.8369 | 12.9884 | 5.3564
New Mexico | 12.5031 | 10.5479 | 16.4387 | 13.8681 | 8.2916 | 6.5374 | 11.409 | 8.9953
Colorado | 11.4908 | 8.136 | 11.8655 | 8.4012 | 8.9783 | 6.1028 | 9.288 | 6.3134
North Carolina | 9.651 | 8.9863 | 9.5668 | 8.908 | 9.5957 | 9.0011 | 9.127 | 8.5615
Florida | 8.6295 | 6.9178 | 8.9724 | 7.1927 | 6.7557 | 5.3348 | 6.9907 | 5.5203
New Jersey | 8.0289 | 2.7642 | 6.7878 | 2.3369 | 6.9893 | 2.2912 | 6.3429 | 2.0793
Virginia | 7.8429 | 6.829 | 5.9095 | 5.1455 | 6.6787 | 5.9076 | 4.6072 | 4.0753
Texas | 7.8258 | 6.9537 | 8.9031 | 7.911 | 5.8616 | 5.1045 | 6.504 | 5.664
Delaware | 7.5473 | 3.3905 | 3.2148 | 1.4442 | 6.9332 | 3.1295 | 3.0517 | 1.3775
Maryland | 6.9765 | 2.9789 | 4.3166 | 1.8432 | 6.2189 | 2.5219 | 3.9798 | 1.6139
Idaho | 6.9002 | 5.4209 | 4.8531 | 3.8127 | 6.0388 | 4.723 | 4.2136 | 3.2955
Georgia | 6.6275 | 6.2248 | 6.3268 | 5.9423 | 6.219 | 5.8192 | 5.6603 | 5.2963
New York | 5.8044 | 2.4815 | 5.4555 | 2.3323 | 4.847 | 1.7471 | 4.3271 | 1.5597
Wisconsin | 5.009 | 4.4583 | 4.7713 | 4.2468 | 2.4896 | 2.033 | 2.2721 | 1.8554
Minnesota | 4.6988 | 4.0157 | 4.1937 | 3.5841 | 4.196 | 3.6361 | 3.6323 | 3.1476
Arkansas | 4.5158 | 3.6572 | 5.3818 | 4.3586 | 1.8776 | 1.2541 | 2.4345 | 1.6261
Oregon | 4.225 | 3.2519 | 4.5489 | 3.5012 | 3.8835 | 3.0554 | 4.1296 | 3.249
Connecticut | 4.2089 | 1.0743 | 6.831 | 1.7435 | 3.9587 | 1.0047 | 5.9409 | 1.5077
Indiana | 3.6654 | 3.2591 | 3.484 | 3.0979 | 2.4373 | 2.051 | 2.2868 | 1.9244
South Carolina | 3.5552 | 2.9243 | 4.2512 | 3.4968 | 3.3036 | 2.7231 | 4.0974 | 3.3774
Ohio | 3.1591 | 2.8041 | 2.9328 | 2.6031 | 1.3468 | 1.0343 | 1.2239 | 0.93995
Illinois | 2.4617 | 1.4378 | 3.4245 | 2.0002 | 1.9226 | 1.066 | 2.6088 | 1.4465
Mississippi | 2.1283 | 2.0876 | 3.2127 | 3.1512 | 0.89939 | 0.86742 | 1.3545 | 1.3063
New Hampshire | 2.0664 | 0.020169 | 3.2368 | 0.031593 | 1.7664 | 0.019277 | 2.7674 | 0.0302
Michigan | 1.8086 | 1.5319 | 2.2807 | 1.9318 | 1.2949 | 1.0489 | 1.6 | 1.2961
Montana | 1.7898 | 1.3852 | 3.0067 | 2.3271 | 1.1734 | 0.8905 | 2.0312 | 1.5415
South Dakota | 1.6858 | 1.6493 | 2.5619 | 2.5065 | 0.28801 | 0.26743 | 0.37179 | 0.34523
Iowa | 1.6341 | 0.9538 | 2.0749 | 1.2111 | 1.2974 | 0.74241 | 1.6629 | 0.95158
Tennessee | 1.56 | 1.4581 | 1.1431 | 1.0685 | 1.3279 | 1.2348 | 1.0432 | 0.97004
Louisiana | 1.556 | 1.218 | 1.5665 | 1.2261 | 0.60327 | 0.29744 | 0.61846 | 0.30493
Missouri | 1.3998 | 0.2911 | 1.2143 | 0.25251 | 1.2858 | 0.25853 | 1.1157 | 0.22434
Wyoming | 1.1062 | 1.0268 | 2.6367 | 2.4477 | 0.46829 | 0.40196 | 1.2031 | 1.0327
Washington | 1.0472 | 0.4266 | 1.1765 | 0.47926 | 0.853 | 0.35207 | 0.97998 | 0.40448
Alabama | 0.8961 | 0.8772 | 1.4665 | 1.4356 | 0.87685 | 0.861 | 1.4403 | 1.4142
Pennsylvania | 0.8947 | 0.48846 | 1.5295 | 0.835 | 0.58629 | 0.15214 | 0.99415 | 0.25798
Nebraska | 0.64274 | 0.49058 | 0.69291 | 0.52887 | 0.32566 | 0.2011 | 0.38257 | 0.23623
Kentucky | 0.60441 | 0.36443 | 0.54686 | 0.32973 | 0.4514 | 0.24535 | 0.40076 | 0.21782
Alaska | 0.55676 | 0.24445 | 0.59604 | 0.2617 | 0.2746 | 0.00068287 | 0.3061 | 0.00076121
Oklahoma | 0.55225 | 0.31214 | 0.7209 | 0.40747 | 0.27104 | 0.087846 | 0.35045 | 0.11358
West Virginia | 0.52596 | 0.4072 | 0.80987 | 0.62701 | 0.090389 | 0 | 0.14728 | 0
Kansas | 0.42561 | 0.14162 | 0.59828 | 0.19908 | 0.35868 | 0.13881 | 0.51028 | 0.19748
North Dakota | 0.0068787 | 0 | 0.010042 | 0 | 0.0056578 | 0 | 0.0084395 | 0
TOTAL U.S. | 6.9018 | 4.9791 | 7.5038 | 5.4134 | 5.6083 | 3.8885 | 6.0623 | 4.2032
Source: EIA

## PV Capacity&Generation by BA
Annual solar capacity and generation by balancing authority
Sources: Capacity Information: EIA 860/861, DPV Generation: EIA 861, Utility-Scale Generation: Berkeley Lab hourly modeling
Capacity penetration based on reported peak load, not including coincident hourly DPV generation.
Generation penetration based on annual load, including annual DPV generation, Curtailment based on ISO reports.
Numbers may differ from direct BA reports as our numbers are created bottom-up from a plant-centric perspective based on an EIA 860 sample. While BA solar generation profiles are used during the debiasing process of our modeled generation, they do not fully align as the primary match is annual plant generation as reported in EIA 923. These numbers are intended to provide context for results of the valuation section in this workbook.
|  |  | Capacity (MWAC) |  |  |  |  | Generation (MWh)
Region | BA | Year | UPV Capacity | DPV Capacity | Total PV Capacity | Peak Load | PV Capacity Share | UPV Delivered Generation | UPV Curtailment | DPV Generation | Total PV Generation | Annual Load | Annual Naked Load | PV Generation Share
CAISO | CAISO | 2012 | 1224 | 1355 | 2579 | 46682 | 5.5% | 644671 | 0 | 2121023 | 2765694 | 236000446 | 238121469 | 1.2%
CAISO | CAISO | 2013 | 2510 | 1887 | 4397 | 44924 | 9.8% | 2783032 | 0 | 2953742 | 5736773 | 234361998 | 237315740 | 2.4%
CAISO | CAISO | 2014 | 5793 | 2587 | 8379 | 44671 | 18.8% | 8514752 | 0 | 4253413 | 12768165 | 232721719 | 236975132 | 5.4%
CAISO | CAISO | 2015 | 7297 | 3588 | 10885 | 47252 | 23% | 13618791 | 130977 | 5533132 | 19151923 | 232473881 | 238007013 | 8%
CAISO | CAISO | 2016 | 10454 | 4837 | 15292 | 45981 | 33.3% | 18206262 | 232936 | 7571801 | 25778063 | 231092380 | 238664181 | 10.8%
CAISO | CAISO | 2017 | 11065 | 6088 | 17154 | 49909 | 34.4% | 23310109 | 347590 | 9756831 | 33066940 | 231095824 | 240852655 | 13.7%
CAISO | CAISO | 2018 | 11959 | 7240 | 19199 | 46487 | 41.3% | 25391064 | 421056 | 11885158 | 37276222 | 226747289 | 238632447 | 15.6%
CAISO | CAISO | 2019 | 12991 | 8419 | 21410 | 44129 | 48.5% | 26547640 | 961195 | 13948586 | 40496226 | 219401574 | 233350160 | 17.4%
CAISO | CAISO | 2020 | 14817 | 9703 | 24520 | 46967 | 52.2% | 28943516 | 1541365 | 16014712 | 44958228 | 219083951 | 235098663 | 19.1%
CAISO | CAISO | 2021 | 16092 | 11193 | 27285 | 43591 | 62.6% | 32972916 | 1340248 | 18260670 | 51233585 | 220327884 | 238588554 | 21.5%
CAISO | CAISO | 2022 | 18126 | 13060 | 31186 | 51292 | 60.8% | 37383813 | 1948027 | 22190926 | 59574739 | 224782723 | 246973649 | 24.1%
CAISO | CAISO | 2023 | 20705 | 15286 | 35991 | 44092 | 81.6% | 39236527 | 1941403 | 25738947 | 64975474 | 219230785 | 244969732 | 26.5%
CAISO | CAISO | 2024 | 23157 | 16627 | 39783 | 47759 | 83.3% | 46917435 | 2935381 | 29185181 | 76102616 | 224834592 | 254019773 | 30%
ERCOT | ERCOT | 2012 | 76 | 31 | 107 | 66548 | 0.2% | 121925 | 0 | 44879 | 166804 | 324661034 | 324705913 | 0.1%
ERCOT | ERCOT | 2013 | 126 | 44 | 170 | 67245 | 0.3% | 161784 | 258 | 65818 | 227603 | 331562438 | 331628257 | 0.1%
ERCOT | ERCOT | 2014 | 170 | 106 | 276 | 66451 | 0.4% | 285785 | 164 | 155499 | 441284 | 339973444 | 340128943 | 0.1%
ERCOT | ERCOT | 2015 | 304 | 137 | 441 | 69876 | 0.6% | 394930 | 387 | 207839 | 602769 | 347618676 | 347826515 | 0.2%
ERCOT | ERCOT | 2016 | 579 | 210 | 789 | 71109 | 1.1% | 707141 | 1712 | 306376 | 1013517 | 351555556 | 351861932 | 0.3%
ERCOT | ERCOT | 2017 | 1249 | 272 | 1521 | 69512 | 2.2% | 2151349 | 40526 | 419177 | 2570526 | 357290732 | 357709910 | 0.7%
ERCOT | ERCOT | 2018 | 1907 | 413 | 2320 | 73473 | 3.2% | 3125095 | 268127 | 622628 | 3747723 | 376467211 | 377089839 | 1%
ERCOT | ERCOT | 2019 | 2407 | 583 | 2990 | 74820 | 4% | 4239782 | 265455 | 870841 | 5110623 | 384053119 | 384923960 | 1.3%
ERCOT | ERCOT | 2020 | 4902 | 939 | 5841 | 74376 | 7.9% | 8046117 | 610143 | 1372067 | 9418184 | 381840214 | 383212282 | 2.5%
ERCOT | ERCOT | 2021 | 8861 | 1306 | 10167 | 73687 | 13.8% | 15699273 | 1672998 | 1941576 | 17640849 | 392875749 | 394817325 | 4.5%
ERCOT | ERCOT | 2022 | 11389 | 1755 | 13144 | 80148 | 16.4% | 23786566 | 2681300 | 2485607 | 26272174 | 430097843 | 432583450 | 6.1%
ERCOT | ERCOT | 2023 | 14871 | 2327 | 17197 | 85508 | 20.1% | 29255335 | 2245159 | 3465318 | 32720653 | 444642910 | 448108228 | 7.3%
ERCOT | ERCOT | 2024 | 21679 | 2513 | 24192 | 85245 | 28.4% | 41297270 | 3509523 | 4116323 | 45413593 | 461529840 | 465646163 | 9.8%
SPP | SPP | 2012 | 0 | 7 | 7 | 47182 | 0% | 122306 | 0 | 8654 | 130960 | 228405407 | 228414061 | 0.1%
SPP | SPP | 2013 | 53 | 22 | 75 | 45311 | 0.2% | 124003 | 0 | 26609 | 150612 | 230922382 | 230948991 | 0.1%
SPP | SPP | 2014 | 61 | 61 | 122 | 45223 | 0.3% | 130009 | 0 | 84645 | 214655 | 234303136 | 234387781 | 0.1%
SPP | SPP | 2015 | 70 | 66 | 136 | 45647 | 0.3% | 134342 | 0 | 102430 | 236771 | 237282282 | 237384712 | 0.1%
SPP | SPP | 2016 | 253 | 88 | 341 | 50276 | 0.7% | 193251 | 0 | 137049 | 330301 | 257729297 | 257866346 | 0.1%
SPP | SPP | 2017 | 307 | 114 | 421 | 50399 | 0.8% | 615109 | 0 | 176693 | 791801 | 256119669 | 256296362 | 0.3%
SPP | SPP | 2018 | 333 | 149 | 482 | 49214 | 1% | 742315 | 0 | 228261 | 970576 | 271590109 | 271818369 | 0.4%
SPP | SPP | 2019 | 356 | 201 | 557 | 50656 | 1.1% | 713447 | 0 | 296779 | 1010225 | 270459478 | 270756257 | 0.4%
SPP | SPP | 2020 | 392 | 249 | 641 | 48758 | 1.3% | 837126 | 0 | 398051 | 1235177 | 262612925 | 263010976 | 0.5%
SPP | SPP | 2021 | 412 | 350 | 762 | 50670 | 1.5% | 907473 | 0 | 517190 | 1424663 | 268055640 | 268572830 | 0.5%
SPP | SPP | 2022 | 432 | 484 | 917 | 52955 | 1.7% | 900281 | 0 | 701725 | 1602006 | 282789499 | 283491224 | 0.6%
SPP | SPP | 2023 | 585 | 637 | 1222 | 55783 | 2.2% | 1008736 | 0 | 1012560 | 2021296 | 280347304 | 281359864 | 0.7%
SPP | SPP | 2024 | 795 | 793 | 1589 | 53778 | 3% | 1471955 | 79663 | 1230856 | 2702811 | 288090260 | 289321116 | 0.9%
MISO | MISO | 2012 | 11 | 36 | 47 | 98399 | 0% | 7719 |  | 44063 | 51781 | 511111809 | 511155872 | 0%
MISO | MISO | 2013 | 56 | 59 | 115 | 95598 | 0.1% | 40309 |  | 71957 | 112266 | 516011112 | 516083069 | 0%
MISO | MISO | 2014 | 100 | 216 | 316 | 114861 | 0.3% | 113019 |  | 278673 | 391692 | 685522418 | 685801091 | 0.1%
MISO | MISO | 2015 | 142 | 272 | 414 | 120024 | 0.3% | 169043 |  | 381431 | 550474 | 676097284 | 676478715 | 0.1%
MISO | MISO | 2016 | 438 | 334 | 772 | 120764 | 0.6% | 262884 |  | 479577 | 742461 | 675095252 | 675574829 | 0.1%
MISO | MISO | 2017 | 848 | 454 | 1303 | 120233 | 1.1% | 978990 |  | 614206 | 1593195 | 664751318 | 665365524 | 0.2%
MISO | MISO | 2018 | 1204 | 580 | 1783 | 121320 | 1.5% | 1797473 |  | 818358 | 2615831 | 692182652 | 693001010 | 0.4%
MISO | MISO | 2019 | 1433 | 786 | 2219 | 121320 | 1.8% | 2020247 |  | 1033830 | 3054077 | 677411330 | 678445160 | 0.5%
MISO | MISO | 2020 | 2070 | 1058 | 3128 | 116920 | 2.7% | 2664532 |  | 1394100 | 4058631 | 650560520 | 651954620 | 0.6%
MISO | MISO | 2021 | 3260 | 1401 | 4661 | 119360 | 3.9% | 4248893 |  | 1896581 | 6145474 | 670191270 | 672087851 | 0.9%
MISO | MISO | 2022 | 4589 | 1759 | 6348 | 121450 | 5.2% | 6786856 |  | 2404481 | 9191336 | 683327020 | 685731501 | 1.3%
MISO | MISO | 2023 | 7341 | 2229 | 9570 | 124870 | 7.7% | 9231240 |  | 3152833 | 12384073 | 669207040 | 672359873 | 1.8%
MISO | MISO | 2024 | 13045 | 2732 | 15777 | 122890 | 12.8% | 16016514 |  | 3804050 | 19820564 | 674078310 | 677882360 | 2.9%
PJM | PJM | 2012 | 475 | 1009 | 1484 | 154339 | 1% | 561496 |  | 1183540 | 1745036 | 780849998 | 782033538 | 0.2%
PJM | PJM | 2013 | 605 | 1296 | 1901 | 157509 | 1.2% | 838358 |  | 1665309 | 2503667 | 791148158 | 792813467 | 0.3%
PJM | PJM | 2014 | 768 | 1467 | 2236 | 141678 | 1.6% | 967928 |  | 2165773 | 3133701 | 797450404 | 799616178 | 0.4%
PJM | PJM | 2015 | 1142 | 1751 | 2893 | 143633 | 2% | 1316936 |  | 2357188 | 3674124 | 792660380 | 795017567 | 0.5%
PJM | PJM | 2016 | 1634 | 2022 | 3656 | 152177 | 2.4% | 2177511 |  | 2562753 | 4740264 | 792300755 | 794863508 | 0.6%
PJM | PJM | 2017 | 2250 | 2520 | 4770 | 145822 | 3.3% | 2912910 |  | 3234425 | 6147335 | 774374415 | 777608840 | 0.8%
PJM | PJM | 2018 | 2722 | 2913 | 5635 | 151135 | 3.7% | 3874878 |  | 3768780 | 7643659 | 807847570 | 811616351 | 0.9%
PJM | PJM | 2019 | 3323 | 3461 | 6784 | 151927 | 4.5% | 4904121 |  | 4446073 | 9350194 | 789637809 | 794083882 | 1.2%
PJM | PJM | 2020 | 4663 | 4057 | 8719 | 144949 | 6% | 6120484 |  | 5189920 | 11310404 | 758715878 | 763905798 | 1.5%
PJM | PJM | 2021 | 6454 | 4665 | 11119 | 149119 | 7.5% | 9986420 |  | 5971524 | 15957943 | 785399154 | 791370677 | 2%
PJM | PJM | 2022 | 7453 | 5432 | 12886 | 148100 | 8.7% | 12499166 |  | 7279487 | 19778653 | 797735762 | 805015249 | 2.5%
PJM | PJM | 2023 | 10390 | 6209 | 16600 | 147300 | 11.3% | 14700342 |  | 8237874 | 22938216 | 772280380 | 780518254 | 2.9%
PJM | PJM | 2024 | 13923 | 7114 | 21036 | 152763 | 13.8% | 20990052 |  | 9307411 | 30297463 | 801978145 | 811285555 | 3.7%
NYISO | NYISO | 2012 | 44 | 107 | 150 | 32439 | 0.5% | 59771 |  | 121411 | 181183 | 162743630 | 162865041 | 0.1%
NYISO | NYISO | 2013 | 47 | 165 | 212 | 33956 | 0.6% | 66907 |  | 191182 | 258090 | 163509170 | 163700352 | 0.2%
NYISO | NYISO | 2014 | 58 | 322 | 379 | 29782 | 1.3% | 75298 |  | 350159 | 425457 | 160028125 | 160378284 | 0.3%
NYISO | NYISO | 2015 | 83 | 537 | 620 | 31138 | 2% | 98520 |  | 588517 | 687037 | 161581276 | 162169793 | 0.4%
NYISO | NYISO | 2016 | 121 | 728 | 848 | 32076 | 2.6% | 151450 |  | 873429 | 1024879 | 160778650 | 161652079 | 0.6%
NYISO | NYISO | 2017 | 168 | 984 | 1152 | 29699 | 3.9% | 187703 |  | 1181576 | 1369278 | 156351587 | 157533162 | 0.9%
NYISO | NYISO | 2018 | 310 | 1227 | 1537 | 31861 | 4.8% | 328267 |  | 1496725 | 1824992 | 161135446 | 162632171 | 1.1%
NYISO | NYISO | 2019 | 542 | 1515 | 2057 | 30397 | 6.8% | 558584 |  | 1852106 | 2410690 | 155831381 | 157683487 | 1.5%
NYISO | NYISO | 2020 | 768 | 1812 | 2579 | 30660 | 8.4% | 967908 |  | 2290435 | 3258343 | 150196857 | 152487292 | 2.1%
NYISO | NYISO | 2021 | 1126 | 2208 | 3334 | 30919 | 10.8% | 1435351 |  | 2702378 | 4137728 | 151984689 | 154687066 | 2.7%
NYISO | NYISO | 2022 | 1424 | 2638 | 4062 | 30505 | 13.3% | 2209016 |  | 3471255 | 5680271 | 152683382 | 156154637 | 3.6%
NYISO | NYISO | 2023 | 1733 | 2995 | 4728 | 30206 | 15.7% | 2536782 |  | 3968096 | 6504878 | 147045046 | 151013142 | 4.3%
NYISO | NYISO | 2024 | 2467 | 3400 | 5867 | 28990 | 20.2% | 3360893 |  | 4525743 | 7886635 | 150939277 | 155465020 | 5.1%
ISONE | ISONE | 2012 | 76 | 197 | 273 | 25553 | 1.1% | 55624 |  | 200098 | 255722 | 125926663 | 126126762 | 0.2%
ISONE | ISONE | 2013 | 207 | 396 | 603 | 26918 | 2.2% | 156711 |  | 424854 | 581565 | 127200756 | 127625611 | 0.5%
ISONE | ISONE | 2014 | 381 | 701 | 1082 | 24088 | 4.5% | 426464 |  | 823193 | 1249656 | 125192029 | 126015222 | 1%
ISONE | ISONE | 2015 | 452 | 1034 | 1486 | 24054 | 6.2% | 613399 |  | 1171253 | 1784652 | 125014268 | 126185521 | 1.4%
ISONE | ISONE | 2016 | 613 | 1344 | 1957 | 25141 | 7.8% | 769903 |  | 1705875 | 2475777 | 122305550 | 124011425 | 2%
ISONE | ISONE | 2017 | 873 | 1792 | 2665 | 23513 | 11.3% | 1023898 |  | 2216909 | 3240807 | 118947844 | 121164754 | 2.7%
ISONE | ISONE | 2018 | 1091 | 2309 | 3400 | 25547 | 13.3% | 1359713 |  | 2972213 | 4331926 | 121386847 | 124359060 | 3.5%
ISONE | ISONE | 2019 | 1330 | 2564 | 3893 | 23930 | 16.3% | 1764932 |  | 3255324 | 5020257 | 117036246 | 120291570 | 4.2%
ISONE | ISONE | 2020 | 1582 | 2893 | 4475 | 24713 | 18.1% | 2173314 |  | 3776045 | 5949359 | 114807104 | 118583150 | 5%
ISONE | ISONE | 2021 | 2071 | 3346 | 5417 | 25281 | 21.4% | 2601608 |  | 4297959 | 6899566 | 116701525 | 120999483 | 5.7%
ISONE | ISONE | 2022 | 2408 | 4318 | 6727 | 24441 | 27.5% | 3610379 |  | 5791349 | 9401728 | 116853251 | 122644600 | 7.7%
ISONE | ISONE | 2023 | 2683 | 5033 | 7716 | 23610 | 32.7% | 3823202 |  | 6717004 | 10540207 | 112660940 | 119377944 | 8.8%
ISONE | ISONE | 2024 | 3008 | 5649 | 8657 | 25190 | 34.4% | 4397212 |  | 7857097 | 12254310 | 114630781 | 122487879 | 10%
West (non-ISO) | AZPS | 2012 | 159 | 186 | 345 | 7400 | 4.7% | 237312 |  | 300019 | 537331 | 31738916 | 32038935 | 1.7%
West (non-ISO) | AZPS | 2013 | 618 | 287 | 905 | 7119 | 12.7% | 629674 |  | 485435 | 1115109 | 31269978 | 31755413 | 3.5%
West (non-ISO) | AZPS | 2014 | 655 | 382 | 1037 | 7188 | 14.4% | 1003797 |  | 682815 | 1686612 | 30923728 | 31606543 | 5.3%
West (non-ISO) | AZPS | 2015 | 676 | 454 | 1130 | 7320 | 15.4% | 1080697 |  | 808346 | 1889043 | 31374883 | 32183229 | 5.9%
West (non-ISO) | AZPS | 2016 | 676 | 549 | 1226 | 7275 | 16.8% | 1091511 |  | 1010155 | 2101666 | 30662283 | 31672438 | 6.6%
West (non-ISO) | AZPS | 2017 | 716 | 652 | 1368 | 7365 | 18.6% | 1170327 |  | 1154435 | 2324761 | 30162708 | 31317143 | 7.4%
West (non-ISO) | AZPS | 2018 | 723 | 788 | 1511 | 7258 | 20.8% | 1160359 |  | 1427083 | 2587441 | 29968320 | 31395403 | 8.2%
West (non-ISO) | AZPS | 2019 | 725 | 946 | 1671 | 7026 | 23.8% | 1175832 |  | 1697241 | 2873072 | 29590640 | 31287881 | 9.2%
West (non-ISO) | AZPS | 2020 | 725 | 1088 | 1813 | 7595 | 23.9% | 1174145 |  | 1921952 | 3096097 | 30706880 | 32628832 | 9.5%
West (non-ISO) | AZPS | 2021 | 726 | 1254 | 1980 | 7600 | 26.1% | 1146955 |  | 2157189 | 3304144 | 30824963 | 32982152 | 10%
West (non-ISO) | AZPS | 2022 | 726 | 1330 | 2056 | 7551 | 27.2% | 1145188 |  | 2516221 | 3661410 | 32011119 | 34527340 | 10.6%
West (non-ISO) | AZPS | 2023 | 936 | 1661 | 2598 | 8334 | 31.2% | 1217695 |  | 3020140 | 4237835 | 33590492 | 36610632 | 11.6%
West (non-ISO) | AZPS | 2024 | 1151 | 1796 | 2947 | 8509 | 34.6% | 1661096 |  | 3379146 | 5040243 | 35179967 | 38559113 | 13.1%
West (non-ISO) | BANC | 2012 | 139 | 0 | 139 | 2953 | 4.7% | 163724 |  | 0 | 163724 | 11226451 | 11226451 | 1.5%
West (non-ISO) | BANC | 2013 | 141 | 0 | 141 | 3014 | 4.7% | 337408 |  | 0 | 337408 | 11227275 | 11227275 | 3%
West (non-ISO) | BANC | 2014 | 142 | 0 | 142 | 3003 | 4.7% | 313971 |  | 0 | 313971 | 11259711 | 11259711 | 2.8%
West (non-ISO) | BANC | 2015 | 142 | 0 | 142 | 2956 | 4.8% | 319050 |  | 0 | 319050 | 11227252 | 11227252 | 2.8%
West (non-ISO) | BANC | 2016 | 158 | 0 | 158 | 2972 | 5.3% | 327738 |  | 0 | 327738 | 11228690 | 11228690 | 2.9%
West (non-ISO) | BANC | 2017 | 167 | 0 | 167 | 3157 | 5.3% | 348996 |  | 0 | 348996 | 11587994 | 11587994 | 3%
West (non-ISO) | BANC | 2018 | 171 | 0 | 171 | 2944 | 5.8% | 374311 |  | 0 | 374311 | 11007097 | 11007097 | 3.4%
West (non-ISO) | BANC | 2019 | 174 | 0 | 174 | 2861 | 6.1% | 388306 |  | 0 | 388306 | 10650997 | 10650997 | 3.6%
West (non-ISO) | BANC | 2020 | 193 | 0 | 193 | 2986 | 6.5% | 402737 |  | 0 | 402737 | 10866313 | 10866313 | 3.7%
West (non-ISO) | BANC | 2021 | 354 | 0 | 354 | 2934 | 12.1% | 758719 |  | 0 | 758719 | 10888509 | 10888509 | 7%
West (non-ISO) | BANC | 2022 | 354 | 0 | 354 | 3192 | 11.1% | 820641 |  | 0 | 820641 | 11976200 | 11976200 | 6.9%
West (non-ISO) | BANC | 2023 | 366 | 0 | 366 | 2977 | 12.3% | 788949 |  | 0 | 788949 | 10496612 | 10496612 | 7.5%
West (non-ISO) | BANC | 2024 | 366 | 0 | 366 | 3061 | 11.9% | 645950 |  | 0 | 645950 | 11142223 | 11142223 | 5.8%
West (non-ISO) | BPAT | 2012 | 4 | 52 | 56 | 9102 | 0.6% | 584 |  | 78200 | 78784 | 54283095 | 54361295 | 0.1%
West (non-ISO) | BPAT | 2013 | 4 | 71 | 76 | 10563 | 0.7% | 10169 |  | 108515 | 118684 | 55014555 | 55123070 | 0.2%
West (non-ISO) | BPAT | 2014 | 4 | 99 | 104 | 10598 | 1% | 10142 |  | 156591 | 166733 | 55014639 | 55171231 | 0.3%
West (non-ISO) | BPAT | 2015 | 4 | 137 | 142 | 9538 | 1.5% | 9983 |  | 202697 | 212680 | 54088205 | 54290902 | 0.4%
West (non-ISO) | BPAT | 2016 | 4 | 186 | 190 | 9665 | 2% | 9972 |  | 280842 | 290814 | 53971120 | 54251962 | 0.5%
West (non-ISO) | BPAT | 2017 | 4 | 236 | 240 | 10900 | 2.2% | 9577 |  | 363649 | 373226 | 56430887 | 56794536 | 0.7%
West (non-ISO) | BPAT | 2018 | 4 | 287 | 292 | 10116 | 2.9% | 10062 |  | 449087 | 459149 | 55446365 | 55895452 | 0.8%
West (non-ISO) | BPAT | 2019 | 15 | 338 | 353 | 10223 | 3.4% | 10807 |  | 533857 | 544663 | 55949798 | 56483655 | 1%
West (non-ISO) | BPAT | 2020 | 88 | 390 | 477 | 9361 | 5.1% | 139190 |  | 615157 | 754347 | 54959490 | 55574647 | 1.4%
West (non-ISO) | BPAT | 2021 | 88 | 458 | 546 | 10016 | 5.5% | 236141 |  | 709509 | 945649 | 55915331 | 56624840 | 1.7%
West (non-ISO) | BPAT | 2022 | 138 | 554 | 692 | 10994 | 6.3% | 339042 |  | 875651 | 1214693 | 57249304 | 58124955 | 2.1%
West (non-ISO) | BPAT | 2023 | 138 | 661 | 799 | 10620 | 7.5% | 327861 |  | 1038763 | 1366624 | 57006596 | 58045360 | 2.4%
West (non-ISO) | BPAT | 2024 | 224 | 738 | 962 | 11418 | 8.4% | 342095 |  | 1196223 | 1538318 | 58220680 | 59416903 | 2.6%
West (non-ISO) | IPCO | 2012 | 0 | 0 | 0 | 3587 | 0% | 0 |  | 136 | 136 | 17076816 | 17076952 | 0%
West (non-ISO) | IPCO | 2013 | 0 | 0 | 0 | 3774 | 0% | 0 |  | 142 | 142 | 17613079 | 17613221 | 0%
West (non-ISO) | IPCO | 2014 | 0 | 2 | 2 | 3550 | 0.1% | 0 |  | 3028 | 3028 | 16980962 | 16983990 | 0%
West (non-ISO) | IPCO | 2015 | 0 | 4 | 4 | 3766 | 0.1% | 0 |  | 5456 | 5456 | 17108192 | 17113648 | 0%
West (non-ISO) | IPCO | 2016 | 170 | 7 | 176 | 3657 | 4.8% | 26727 |  | 9040 | 35767 | 17146628 | 17155668 | 0.2%
West (non-ISO) | IPCO | 2017 | 290 | 12 | 301 | 3806 | 7.9% | 589089 |  | 14456 | 603545 | 17619862 | 17634317 | 3.4%
West (non-ISO) | IPCO | 2018 | 290 | 23 | 312 | 3765 | 8.3% | 663679 |  | 28633 | 692312 | 17757602 | 17786235 | 3.9%
West (non-ISO) | IPCO | 2019 | 292 | 37 | 329 | 3515 | 9.3% | 672842 |  | 48774 | 721616 | 17499626 | 17548400 | 4.1%
West (non-ISO) | IPCO | 2020 | 318 | 52 | 370 | 3864 | 9.6% | 746583 |  | 74023 | 820606 | 17470771 | 17544794 | 4.7%
West (non-ISO) | IPCO | 2021 | 318 | 79 | 397 | 4067 | 9.8% | 758025 |  | 104401 | 862426 | 18165136 | 18269537 | 4.7%
West (non-ISO) | IPCO | 2022 | 438 | 108 | 546 | 3889 | 14% | 739416 |  | 154080 | 893497 | 18819620 | 18973700 | 4.7%
West (non-ISO) | IPCO | 2023 | 481 | 132 | 613 | 3932 | 15.6% | 1039999 |  | 200231 | 1240230 | 18284429 | 18484660 | 6.7%
West (non-ISO) | IPCO | 2024 | 581 | 151 | 732 | 4111 | 17.8% | 1187061 |  | 232793 | 1419854 | 17891852 | 18124645 | 7.8%
West (non-ISO) | IID | 2012 | 24 | 15 | 39 | 995 | 3.9% | 26483 |  | 23308 | 49791 | 3717215 | 3740523 | 1.3%
West (non-ISO) | IID | 2013 | 44 | 21 | 65 | 988 | 6.6% | 58841 |  | 32459 | 91300 | 3661826 | 3694285 | 2.5%
West (non-ISO) | IID | 2014 | 61 | 28 | 89 | 982 | 9.1% | 129500 |  | 46741 | 176241 | 3699066 | 3745807 | 4.7%
West (non-ISO) | IID | 2015 | 132 | 39 | 171 | 992 | 17.2% | 171493 |  | 60143 | 231636 | 3680504 | 3740647 | 6.2%
West (non-ISO) | IID | 2016 | 160 | 53 | 212 | 1060 | 20% | 393419 |  | 82302 | 475721 | 3695530 | 3777832 | 12.6%
West (non-ISO) | IID | 2017 | 193 | 66 | 259 | 1073 | 24.1% | 460983 |  | 106053 | 567035 | 3738004 | 3844057 | 14.8%
West (non-ISO) | IID | 2018 | 338 | 79 | 416 | 1067 | 39% | 658003 |  | 129187 | 787190 | 3761005 | 3890192 | 20.2%
West (non-ISO) | IID | 2019 | 380 | 92 | 471 | 1067 | 44.2% | 945572 |  | 151615 | 1097187 | 3587627 | 3739242 | 29.3%
West (non-ISO) | IID | 2020 | 383 | 105 | 488 | 1123 | 43.5% | 1063061 |  | 174073 | 1237134 | 3790058 | 3964131 | 31.2%
West (non-ISO) | IID | 2021 | 386 | 122 | 507 | 1133 | 44.8% | 1045807 |  | 198486 | 1244293 | 3800281 | 3998767 | 31.1%
West (non-ISO) | IID | 2022 | 406 | 142 | 548 | 1090 | 50.2% | 1104888 |  | 241206 | 1346094 | 3939428 | 4180634 | 32.2%
West (non-ISO) | IID | 2023 | 406 | 166 | 572 | 1152 | 49.6% | 1128428 |  | 279771 | 1408199 | 3742413 | 4022184 | 35%
West (non-ISO) | IID | 2024 | 542 | 181 | 723 | 1177 | 61.4% | 896947 |  | 317230 | 1214177 | 3576248 | 3893478 | 31.2%
West (non-ISO) | LDWP | 2012 | 17 | 60 | 77 | 5782 | 1.3% | 22532 |  | 93232 | 115764 | 27107109 | 27200341 | 0.4%
West (non-ISO) | LDWP | 2013 | 30 | 104 | 134 | 5862 | 2.3% | 54784 |  | 162293 | 217077 | 26564543 | 26726837 | 0.8%
West (non-ISO) | LDWP | 2014 | 34 | 114 | 148 | 6343 | 2.3% | 62627 |  | 186963 | 249590 | 27328804 | 27515767 | 0.9%
West (non-ISO) | LDWP | 2015 | 296 | 156 | 452 | 6872 | 6.6% | 613543 |  | 240571 | 854114 | 28918215 | 29158786 | 2.9%
West (non-ISO) | LDWP | 2016 | 728 | 210 | 938 | 6692 | 14% | 893311 |  | 329209 | 1222520 | 28569024 | 28898233 | 4.2%
West (non-ISO) | LDWP | 2017 | 878 | 265 | 1143 | 7094 | 16.1% | 1910639 |  | 424210 | 2334849 | 28853755 | 29277965 | 8%
West (non-ISO) | LDWP | 2018 | 884 | 315 | 1198 | 6837 | 17.5% | 2225585 |  | 516746 | 2742331 | 27749966 | 28266713 | 9.7%
West (non-ISO) | LDWP | 2019 | 975 | 366 | 1341 | 6212 | 21.6% | 2328362 |  | 606460 | 2934822 | 26712132 | 27318592 | 10.7%
West (non-ISO) | LDWP | 2020 | 986 | 422 | 1407 | 6286 | 22.4% | 2537336 |  | 696292 | 3233628 | 26334672 | 27030964 | 12%
West (non-ISO) | LDWP | 2021 | 990 | 487 | 1477 | 5526 | 26.7% | 2543385 |  | 793942 | 3337327 | 25695997 | 26489939 | 12.6%
West (non-ISO) | LDWP | 2022 | 995 | 568 | 1563 | 6170 | 25.3% | 2612851 |  | 964823 | 3577674 | 25862415 | 26827238 | 13.3%
West (non-ISO) | LDWP | 2023 | 1003 | 665 | 1668 | 5510 | 30.3% | 2359771 |  | 1119085 | 3478856 | 23296249 | 24415334 | 14.2%
West (non-ISO) | LDWP | 2024 | 1205 | 723 | 1928 | 6158 | 31.3% | 2361737 |  | 1268921 | 3630658 | 20412849 | 21681770 | 16.7%
West (non-ISO) | NEVP | 2012 | 175 | 36 | 211 | 8148 | 2.6% | 170833 |  | 63269 | 234102 | 37128937 | 37192206 | 0.6%
West (non-ISO) | NEVP | 2013 | 209 | 44 | 252 | 8150 | 3.1% | 280031 |  | 76406 | 356437 | 36065328 | 36141735 | 1%
West (non-ISO) | NEVP | 2014 | 246 | 59 | 305 | 7772 | 3.9% | 392257 |  | 103525 | 495782 | 36074068 | 36177593 | 1.4%
West (non-ISO) | NEVP | 2015 | 394 | 151 | 546 | 8166 | 6.7% | 460995 |  | 186237 | 647233 | 36512172 | 36698409 | 1.8%
West (non-ISO) | NEVP | 2016 | 761 | 210 | 971 | 8525 | 11.4% | 605089 |  | 372148 | 977237 | 36430764 | 36802912 | 2.7%
West (non-ISO) | NEVP | 2017 | 1065 | 227 | 1292 | 8467 | 15.3% | 1958382 |  | 412006 | 2370387 | 36932021 | 37344027 | 6.3%
West (non-ISO) | NEVP | 2018 | 1088 | 302 | 1389 | 8603 | 16.1% | 2335765 |  | 496072 | 2831837 | 37892631 | 38388703 | 7.4%
West (non-ISO) | NEVP | 2019 | 1399 | 414 | 1812 | 8292 | 21.9% | 2618110 |  | 680498 | 3298608 | 37240694 | 37921192 | 8.7%
West (non-ISO) | NEVP | 2020 | 1553 | 517 | 2070 | 8657 | 23.9% | 3097342 |  | 872341 | 3969683 | 37606465 | 38478806 | 10.3%
West (non-ISO) | NEVP | 2021 | 2004 | 637 | 2641 | 9357 | 28.2% | 4191391 |  | 1070628 | 5262019 | 38722406 | 39793034 | 13.2%
West (non-ISO) | NEVP | 2022 | 2314 | 776 | 3090 | 8970 | 34.4% | 5355594 |  | 1384964 | 6740558 | 39508542 | 40893506 | 16.5%
West (non-ISO) | NEVP | 2023 | 2970 | 952 | 3923 | 9249 | 42.4% | 5935628 |  | 1684590 | 7620218 | 38518548 | 40203138 | 19%
West (non-ISO) | NEVP | 2024 | 4146 | 1125 | 5271 | 9463 | 55.7% | 9430949 |  | 2044134 | 11475084 | 40598101 | 42642235 | 26.9%
West (non-ISO) | PACE | 2012 | 1 | 21 | 23 | 9831 | 0.2% | 1619 |  | 26273 | 27892 | 59317263 | 59343537 | 0%
West (non-ISO) | PACE | 2013 | 1 | 28 | 30 | 10507 | 0.3% | 2100 |  | 37830 | 39930 | 60544980 | 60582810 | 0.1%
West (non-ISO) | PACE | 2014 | 1 | 58 | 60 | 10314 | 0.6% | 2235 |  | 78930 | 81165 | 59945516 | 60024446 | 0.1%
West (non-ISO) | PACE | 2015 | 166 | 88 | 254 | 12496 | 2% | 21908 |  | 113614 | 135522 | 70042729 | 70156344 | 0.2%
West (non-ISO) | PACE | 2016 | 856 | 175 | 1031 | 12098 | 8.5% | 1016542 |  | 225225 | 1241766 | 69917937 | 70143162 | 1.8%
West (non-ISO) | PACE | 2017 | 856 | 259 | 1115 | 12299 | 9.1% | 2211105 |  | 377894 | 2588999 | 71232365 | 71610259 | 3.6%
West (non-ISO) | PACE | 2018 | 938 | 317 | 1254 | 12507 | 10% | 2174887 |  | 497615 | 2672502 | 71417091 | 71914706 | 3.7%
West (non-ISO) | PACE | 2019 | 995 | 367 | 1363 | 9720 | 14% | 2349240 |  | 582946 | 2932187 | 48567728 | 49150674 | 6%
West (non-ISO) | PACE | 2020 | 1274 | 432 | 1706 | 8590 | 19.9% | 2632535 |  | 690921 | 3323457 | 47146073 | 47836994 | 6.9%
West (non-ISO) | PACE | 2021 | 1539 | 528 | 2066 | 9049 | 22.8% | 3473066 |  | 833983 | 4307050 | 49468489 | 50302472 | 8.6%
West (non-ISO) | PACE | 2022 | 1620 | 645 | 2266 | 9494 | 23.9% | 3977936 |  | 1005649 | 4983585 | 50617994 | 51623643 | 9.7%
West (non-ISO) | PACE | 2023 | 1705 | 752 | 2456 | 8941 | 27.5% | 4096652 |  | 1207254 | 5303906 | 50735603 | 51942857 | 10.2%
West (non-ISO) | PACE | 2024 | 2182 | 883 | 3065 | 9562 | 32.1% | 5326138 |  | 1357167 | 6683305 | 50933981 | 52291148 | 12.8%
West (non-ISO) | PACW | 2012 | 2 | 0 | 2 | 3874 | 0.1% | 243 |  | 0 | 243 | 20606336 | 20606336 | 0%
West (non-ISO) | PACW | 2013 | 2 | 0 | 2 | 3874 | 0.1% | 4700 |  | 0 | 4700 | 20699595 | 20699595 | 0%
West (non-ISO) | PACW | 2014 | 5 | 0 | 5 | 3874 | 0.1% | 8793 |  | 0 | 8793 | 20699595 | 20699595 | 0%
West (non-ISO) | PACW | 2015 | 11 | 0 | 11 | 3874 | 0.3% | 10639 |  | 0 | 10639 | 20699595 | 20699595 | 0.1%
West (non-ISO) | PACW | 2016 | 42 | 0 | 42 | 3874 | 1.1% | 28788 |  | 0 | 28788 | 20627678 | 20627678 | 0.1%
West (non-ISO) | PACW | 2017 | 149 | 0 | 149 | 3874 | 3.8% | 102081 |  | 0 | 102081 | 20699595 | 20699595 | 0.5%
West (non-ISO) | PACW | 2018 | 221 | 0 | 221 | 3874 | 5.7% | 409598 |  | 0 | 409598 | 20699595 | 20699595 | 2%
West (non-ISO) | PACW | 2019 | 284 | 0 | 284 | 3874 | 7.3% | 523855 |  | 0 | 523855 | 20699595 | 20699595 | 2.5%
West (non-ISO) | PACW | 2020 | 294 | 0 | 294 | 3703 | 7.9% | 684488 |  | 0 | 684488 | 20501517 | 20501517 | 3.3%
West (non-ISO) | PACW | 2021 | 416 | 0 | 416 | 4117 | 10.1% | 926230 |  | 0 | 926230 | 21487260 | 21487260 | 4.3%
West (non-ISO) | PACW | 2022 | 416 | 0 | 416 | 3972 | 10.5% | 950069 |  | 0 | 950069 | 21526291 | 21526291 | 4.4%
West (non-ISO) | PACW | 2023 | 471 | 0 | 471 | 3984 | 11.8% | 853584 |  | 0 | 853584 | 20956345 | 20956345 | 4.1%
West (non-ISO) | PACW | 2024 | 478 | 0 | 478 | 4005 | 11.9% | 976782 |  | 0 | 976782 | 20382708 | 20382708 | 4.8%
West (non-ISO) | PNM | 2012 | 18 | 19 | 37 | 2016 | 1.8% | 36497 |  | 31039 | 67536 | 11008625 | 11039664 | 0.6%
West (non-ISO) | PNM | 2013 | 54 | 31 | 85 | 2087 | 4.1% | 68104 |  | 49443 | 117547 | 10843278 | 10892721 | 1.1%
West (non-ISO) | PNM | 2014 | 62 | 48 | 110 | 1969 | 5.6% | 126139 |  | 89764 | 215903 | 10445670 | 10535434 | 2%
West (non-ISO) | PNM | 2015 | 123 | 58 | 181 | 1963 | 9.2% | 177713 |  | 108242 | 285955 | 10363594 | 10471836 | 2.7%
West (non-ISO) | PNM | 2016 | 123 | 70 | 192 | 1996 | 9.6% | 286637 |  | 123910 | 410547 | 10198201 | 10322111 | 4%
West (non-ISO) | PNM | 2017 | 163 | 94 | 257 | 1919 | 13.4% | 351391 |  | 165485 | 516876 | 9466449 | 9631934 | 5.4%
West (non-ISO) | PNM | 2018 | 197 | 111 | 308 | 1956 | 15.7% | 462246 |  | 205355 | 667601 | 9635434 | 9840789 | 6.8%
West (non-ISO) | PNM | 2019 | 306 | 140 | 446 | 2587 | 17.2% | 508711 |  | 249528 | 758239 | 13679996 | 13929524 | 5.4%
West (non-ISO) | PNM | 2020 | 368 | 169 | 538 | 2612 | 20.6% | 838322 |  | 299467 | 1137790 | 13671056 | 13970523 | 8.1%
West (non-ISO) | PNM | 2021 | 368 | 212 | 581 | 3710 | 15.7% | 903831 |  | 374618 | 1278449 | 13989475 | 14364093 | 8.9%
West (non-ISO) | PNM | 2022 | 435 | 254 | 689 | 2787 | 24.7% | 1052034 |  | 474364 | 1526397 | 14293506 | 14767870 | 10.3%
West (non-ISO) | PNM | 2023 | 593 | 300 | 893 | 2801 | 31.9% | 1300650 |  | 560925 | 1861575 | 14596202 | 15157127 | 12.3%
West (non-ISO) | PNM | 2024 | 2083 | 329 | 2412 | 2754 | 87.6% | 3014680 |  | 640501 | 3655181 | 14355602 | 14996103 | 24.4%
West (non-ISO) | PSCO | 2012 | 101 | 142 | 244 | 8587 | 2.8% | 217526 |  | 220563 | 438089 | 44430307 | 44650870 | 1%
West (non-ISO) | PSCO | 2013 | 102 | 184 | 286 | 8427 | 3.4% | 227727 |  | 284126 | 511853 | 44410608 | 44694734 | 1.1%
West (non-ISO) | PSCO | 2014 | 107 | 196 | 303 | 8053 | 3.8% | 231649 |  | 325034 | 556683 | 42399254 | 42724288 | 1.3%
West (non-ISO) | PSCO | 2015 | 163 | 226 | 388 | 8580 | 4.5% | 222389 |  | 352101 | 574489 | 46812448 | 47164549 | 1.2%
West (non-ISO) | PSCO | 2016 | 372 | 250 | 622 | 9063 | 6.9% | 480781 |  | 410301 | 891082 | 47070621 | 47480921 | 1.9%
West (non-ISO) | PSCO | 2017 | 409 | 288 | 697 | 9179 | 7.6% | 862206 |  | 466960 | 1329166 | 47046896 | 47513856 | 2.8%
West (non-ISO) | PSCO | 2018 | 472 | 304 | 776 | 9308 | 8.3% | 1012675 |  | 501636 | 1514311 | 47788939 | 48290575 | 3.1%
West (non-ISO) | PSCO | 2019 | 506 | 313 | 819 | 9478 | 8.6% | 1115471 |  | 513083 | 1628554 | 47791293 | 48304376 | 3.4%
West (non-ISO) | PSCO | 2020 | 521 | 365 | 886 | 9501 | 9.3% | 1156069 |  | 560548 | 1716617 | 48427920 | 48988468 | 3.5%
West (non-ISO) | PSCO | 2021 | 897 | 607 | 1504 | 9534 | 15.8% | 1344928 |  | 887177 | 2232105 | 49116310 | 50003487 | 4.5%
West (non-ISO) | PSCO | 2022 | 1105 | 716 | 1821 | 9147 | 19.9% | 2038930 |  | 1138442 | 3177372 | 46232222 | 47370664 | 6.7%
West (non-ISO) | PSCO | 2023 | 1834 | 904 | 2738 | 9170 | 29.9% | 3206280 |  | 1413962 | 4620242 | 42982478 | 44396440 | 10.4%
West (non-ISO) | PSCO | 2024 | 2001 | 998 | 2999 | 9285 | 32.3% | 4491444 |  | 1690248 | 6181692 | 43822425 | 45512673 | 13.6%
West (non-ISO) | SRP | 2012 | 39 | 30 | 69 | 6788 | 1% | 59115 |  | 47622 | 106737 | 28511969 | 28559591 | 0.4%
West (non-ISO) | SRP | 2013 | 43 | 40 | 84 | 6671 | 1.3% | 109818 |  | 68371 | 178189 | 28913753 | 28982124 | 0.6%
West (non-ISO) | SRP | 2014 | 43 | 92 | 136 | 6805 | 2% | 112106 |  | 165197 | 277303 | 29145670 | 29310867 | 0.9%
West (non-ISO) | SRP | 2015 | 88 | 123 | 211 | 6895 | 3.1% | 107767 |  | 219212 | 326979 | 29299446 | 29518658 | 1.1%
West (non-ISO) | SRP | 2016 | 138 | 122 | 260 | 6954 | 3.7% | 232988 |  | 224479 | 457466 | 29549424 | 29773903 | 1.5%
West (non-ISO) | SRP | 2017 | 139 | 128 | 268 | 7292 | 3.7% | 353567 |  | 227102 | 580669 | 29896401 | 30123503 | 1.9%
West (non-ISO) | SRP | 2018 | 162 | 150 | 312 | 7393 | 4.2% | 402792 |  | 271825 | 674617 | 30495598 | 30767423 | 2.2%
West (non-ISO) | SRP | 2019 | 162 | 186 | 349 | 7347 | 4.7% | 419642 |  | 334305 | 753947 | 29976531 | 30310836 | 2.5%
West (non-ISO) | SRP | 2020 | 267 | 231 | 498 | 7714 | 6.5% | 444319 |  | 407687 | 852006 | 31982441 | 32390128 | 2.6%
West (non-ISO) | SRP | 2021 | 367 | 294 | 661 | 7669 | 8.6% | 965677 |  | 505591 | 1471269 | 31694872 | 32200463 | 4.6%
West (non-ISO) | SRP | 2022 | 567 | 338 | 905 | 7629 | 11.9% | 1186118 |  | 639040 | 1825158 | 31677316 | 32316356 | 5.6%
West (non-ISO) | SRP | 2023 | 915 | 456 | 1370 | 9283 | 14.8% | 1550966 |  | 828103 | 2379068 | 33866781 | 34694884 | 6.9%
West (non-ISO) | SRP | 2024 | 1415 | 492 | 1907 | 8356 | 22.8% | 3220228 |  | 926540 | 4146769 | 35357090 | 36283630 | 11.4%
West (non-ISO) | TEPC | 2012 | 44 | 68 | 112 | 3027 | 3.7% | 23209 |  | 109531 | 132740 | 14360071 | 14469602 | 0.9%
West (non-ISO) | TEPC | 2013 | 82 | 61 | 143 | 3157 | 4.5% | 184928 |  | 102557 | 287485 | 15126522 | 15229079 | 1.9%
West (non-ISO) | TEPC | 2014 | 145 | 111 | 255 | 4496 | 5.7% | 253765 |  | 198237 | 452002 | 15263928 | 15462165 | 2.9%
West (non-ISO) | TEPC | 2015 | 200 | 161 | 361 | 3134 | 11.5% | 392516 |  | 287716 | 680232 | 15174913 | 15462629 | 4.4%
West (non-ISO) | TEPC | 2016 | 248 | 157 | 405 | 3200 | 12.7% | 598760 |  | 288616 | 887376 | 14761609 | 15050225 | 5.9%
West (non-ISO) | TEPC | 2017 | 273 | 246 | 519 | 3365 | 15.4% | 709836 |  | 435279 | 1145115 | 15072605 | 15507884 | 7.4%
West (non-ISO) | TEPC | 2018 | 320 | 263 | 583 | 3240 | 18% | 783566 |  | 475694 | 1259260 | 14577850 | 15053544 | 8.4%
West (non-ISO) | TEPC | 2019 | 323 | 258 | 581 | 3525 | 16.5% | 845715 |  | 462884 | 1308599 | 12463041 | 12925925 | 10.1%
West (non-ISO) | TEPC | 2020 | 323 | 297 | 620 | 4147 | 14.9% | 884769 |  | 524169 | 1408937 | 13931873 | 14456042 | 9.7%
West (non-ISO) | TEPC | 2021 | 453 | 333 | 786 | 4126 | 19.1% | 1071451 |  | 573003 | 1644454 | 12161716 | 12734719 | 12.9%
West (non-ISO) | TEPC | 2022 | 468 | 380 | 848 | 4776 | 17.8% | 1197836 |  | 718920 | 1916756 | 13286868 | 14005788 | 13.7%
West (non-ISO) | TEPC | 2023 | 488 | 482 | 970 | 3419 | 28.4% | 1216376 |  | 876815 | 2093190 | 14070510 | 14947325 | 14%
West (non-ISO) | TEPC | 2024 | 488 | 521 | 1009 | 3319 | 30.4% | 1120808 |  | 981042 | 2101851 | 13146732 | 14127775 | 14.9%
West (non-ISO) | WACM | 2012 | 40 | 9 | 49 | 7848 | 0.6% | 82882 |  | 14147 | 97029 | 46911993 | 46926140 | 0.2%
West (non-ISO) | WACM | 2013 | 40 | 14 | 54 | 8162 | 0.7% | 86222 |  | 21458 | 107681 | 51169062 | 51190520 | 0.2%
West (non-ISO) | WACM | 2014 | 40 | 18 | 58 | 8273 | 0.7% | 83329 |  | 29356 | 112684 | 51253670 | 51283025 | 0.2%
West (non-ISO) | WACM | 2015 | 50 | 26 | 76 | 8242 | 0.9% | 83295 |  | 40369 | 123664 | 51702591 | 51742960 | 0.2%
West (non-ISO) | WACM | 2016 | 69 | 32 | 101 | 8338 | 1.2% | 113919 |  | 52276 | 166196 | 51037500 | 51089776 | 0.3%
West (non-ISO) | WACM | 2017 | 75 | 41 | 116 | 8553 | 1.4% | 155354 |  | 66105 | 221460 | 52075298 | 52141403 | 0.4%
West (non-ISO) | WACM | 2018 | 82 | 57 | 139 | 8886 | 1.6% | 169782 |  | 93689 | 263471 | 54053253 | 54146942 | 0.5%
West (non-ISO) | WACM | 2019 | 127 | 79 | 206 | 7865 | 2.6% | 185033 |  | 128232 | 313265 | 50348146 | 50476378 | 0.6%
West (non-ISO) | WACM | 2020 | 195 | 96 | 291 | 8228 | 3.5% | 403841 |  | 147766 | 551608 | 49553873 | 49701640 | 1.1%
West (non-ISO) | WACM | 2021 | 202 | 122 | 324 | 8531 | 3.8% | 468021 |  | 178897 | 646918 | 49389570 | 49568467 | 1.3%
West (non-ISO) | WACM | 2022 | 237 | 155 | 392 | 9820 | 4% | 518862 |  | 245610 | 764472 | 54749182 | 54994792 | 1.4%
West (non-ISO) | WACM | 2023 | 262 | 196 | 458 | 9908 | 4.6% | 588304 |  | 306069 | 894373 | 58295777 | 58601846 | 1.5%
West (non-ISO) | WACM | 2024 | 547 | 218 | 765 | 9650 | 7.9% | 1007489 |  | 366622 | 1374111 | 57878553 | 58245174 | 2.4%
West (non-ISO) | WALC | 2012 | 0 | 12 | 12 | 2132 | 0.6% | 0 |  | 19688 | 19688 | 12056615 | 12076303 | 0.2%
West (non-ISO) | WALC | 2013 | 0 | 17 | 17 | 1659 | 1% | 0 |  | 28120 | 28120 | 9161399 | 9189519 | 0.3%
West (non-ISO) | WALC | 2014 | 0 | 25 | 25 | 1780 | 1.4% | 0 |  | 45249 | 45249 | 10110997 | 10156246 | 0.4%
West (non-ISO) | WALC | 2015 | 4 | 32 | 36 | 1466 | 2.5% | 6221 |  | 56227 | 62448 | 8116008 | 8172235 | 0.8%
West (non-ISO) | WALC | 2016 | 36 | 36 | 72 | 1420 | 5% | 12036 |  | 65705 | 77742 | 8285494 | 8351199 | 0.9%
West (non-ISO) | WALC | 2017 | 56 | 44 | 100 | 1686 | 5.9% | 93322 |  | 77744 | 171066 | 8839787 | 8917531 | 1.9%
West (non-ISO) | WALC | 2018 | 56 | 39 | 95 | 1711 | 5.5% | 141685 |  | 70461 | 212145 | 9223112 | 9293573 | 2.3%
West (non-ISO) | WALC | 2019 | 111 | 45 | 156 | 1796 | 8.7% | 183849 |  | 80154 | 264003 | 8947568 | 9027722 | 2.9%
West (non-ISO) | WALC | 2020 | 144 | 52 | 195 | 1884 | 10.4% | 403250 |  | 91013 | 494263 | 9323244 | 9414257 | 5.3%
West (non-ISO) | WALC | 2021 | 324 | 61 | 385 | 1870 | 20.6% | 396248 |  | 105743 | 501991 | 9404265 | 9510008 | 5.3%
West (non-ISO) | WALC | 2022 | 324 | 66 | 390 | 1806 | 21.6% | 909258 |  | 125676 | 1034934 | 8905402 | 9031078 | 11.5%
West (non-ISO) | WALC | 2023 | 341 | 84 | 425 | 1545 | 27.5% | 898092 |  | 153147 | 1051239 | 7725515 | 7878662 | 13.3%
West (non-ISO) | WALC | 2024 | 341 | 91 | 432 | 1685 | 25.6% | 788001 |  | 171513 | 959514 | 8022167 | 8193681 | 11.7%
Southeast (non-ISO) | CPLE | 2012 | 84 | 31 | 115 | 13523 | 0.9% | 82450 |  | 49318 | 131768 | 66417847 | 66467166 | 0.2%
Southeast (non-ISO) | CPLE | 2013 | 200 | 27 | 227 | 12794 | 1.8% | 205624 |  | 39150 | 244774 | 67181338 | 67220488 | 0.4%
Southeast (non-ISO) | CPLE | 2014 | 377 | 31 | 409 | 14215 | 2.9% | 447127 |  | 39945 | 487072 | 67080378 | 67120323 | 0.7%
Southeast (non-ISO) | CPLE | 2015 | 663 | 29 | 692 | 15569 | 4.4% | 760362 |  | 36437 | 796799 | 66430654 | 66467091 | 1.2%
Southeast (non-ISO) | CPLE | 2016 | 965 | 51 | 1016 | 13298 | 7.6% | 1340646 |  | 77743 | 1418389 | 66835692 | 66913435 | 2.1%
Southeast (non-ISO) | CPLE | 2017 | 1532 | 65 | 1597 | 14534 | 11% | 2191451 |  | 101038 | 2292489 | 65679702 | 65780740 | 3.5%
Southeast (non-ISO) | CPLE | 2018 | 1914 | 86 | 2000 | 15519 | 12.9% | 2985696 |  | 125982 | 3111678 | 68632229 | 68758211 | 4.5%
Southeast (non-ISO) | CPLE | 2019 | 2144 | 104 | 2248 | 12664 | 17.8% | 3611318 |  | 154769 | 3766087 | 61652163 | 61806932 | 6.1%
Southeast (non-ISO) | CPLE | 2020 | 2226 | 133 | 2359 | 12470 | 18.9% | 3857688 |  | 198707 | 4056396 | 59557682 | 59756389 | 6.8%
Southeast (non-ISO) | CPLE | 2021 | 2491 | 174 | 2665 | 12219 | 21.8% | 4228116 |  | 257338 | 4485454 | 61244324 | 61501662 | 7.3%
Southeast (non-ISO) | CPLE | 2022 | 2604 | 224 | 2827 | 12808 | 22.1% | 4776331 |  | 332925 | 5109256 | 61783954 | 62116879 | 8.2%
Southeast (non-ISO) | CPLE | 2023 | 2905 | 285 | 3191 | 12268 | 26% | 5292811 |  | 434831 | 5727642 | 59190181 | 59625012 | 9.6%
Southeast (non-ISO) | CPLE | 2024 | 2909 | 327 | 3236 | 13228 | 24.5% | 5352016 |  | 516413 | 5868429 | 60833043 | 61349456 | 9.6%
Southeast (non-ISO) | DUK | 2012 | 31 | 7 | 38 | 19473 | 0.2% | 35211 |  | 10582 | 45793 | 97315282 | 97325864 | 0%
Southeast (non-ISO) | DUK | 2013 | 134 | 23 | 157 | 18239 | 0.9% | 114961 |  | 33498 | 148459 | 98598181 | 98631679 | 0.2%
Southeast (non-ISO) | DUK | 2014 | 247 | 27 | 274 | 20799 | 1.3% | 289583 |  | 34394 | 323977 | 101944522 | 101978916 | 0.3%
Southeast (non-ISO) | DUK | 2015 | 625 | 41 | 666 | 21101 | 3.2% | 486597 |  | 50688 | 537285 | 102932313 | 102983001 | 0.5%
Southeast (non-ISO) | DUK | 2016 | 933 | 79 | 1012 | 20671 | 4.9% | 1318990 |  | 104925 | 1423915 | 104971766 | 105076691 | 1.4%
Southeast (non-ISO) | DUK | 2017 | 1148 | 112 | 1260 | 20120 | 6.3% | 1898133 |  | 152928 | 2051062 | 102353377 | 102506305 | 2%
Southeast (non-ISO) | DUK | 2018 | 1294 | 157 | 1451 | 21620 | 6.7% | 2173768 |  | 215962 | 2389730 | 108188251 | 108404213 | 2.2%
Southeast (non-ISO) | DUK | 2019 | 1329 | 194 | 1523 | 20597 | 7.4% | 2328296 |  | 283442 | 2611738 | 106518140 | 106801582 | 2.4%
Southeast (non-ISO) | DUK | 2020 | 1465 | 237 | 1702 | 20383 | 8.4% | 2291411 |  | 346513 | 2637924 | 101154489 | 101501002 | 2.6%
Southeast (non-ISO) | DUK | 2021 | 1736 | 282 | 2018 | 20310 | 9.9% | 2743238 |  | 411617 | 3154856 | 104613630 | 105025247 | 3%
Southeast (non-ISO) | DUK | 2022 | 1934 | 344 | 2278 | 21265 | 10.7% | 3383771 |  | 515822 | 3899593 | 107680193 | 108196015 | 3.6%
Southeast (non-ISO) | DUK | 2023 | 2010 | 384 | 2394 | 21133 | 11.3% | 3544830 |  | 589633 | 4134463 | 104563184 | 105152817 | 3.9%
Southeast (non-ISO) | DUK | 2024 | 2119 | 429 | 2548 | 21587 | 11.8% | 3656549 |  | 678679 | 4335228 | 107247217 | 107925896 | 4%
Southeast (non-ISO) | FPC | 2012 | 0 | 9 | 9 | 8063 | 0.1% | 28087 |  | 12516 | 40603 | 39100952 | 39113468 | 0.1%
Southeast (non-ISO) | FPC | 2013 | 0 | 13 | 13 | 8261 | 0.2% | 27718 |  | 18891 | 46609 | 38906962 | 38925854 | 0.1%
Southeast (non-ISO) | FPC | 2014 | 0 | 17 | 17 | 8448 | 0.2% | 27141 |  | 27364 | 54505 | 39686866 | 39714230 | 0.1%
Southeast (non-ISO) | FPC | 2015 | 17 | 27 | 45 | 8485 | 0.5% | 27688 |  | 40569 | 68256 | 40871639 | 40912208 | 0.2%
Southeast (non-ISO) | FPC | 2016 | 33 | 34 | 67 | 8816 | 0.8% | 48078 |  | 53271 | 101349 | 39562292 | 39615562 | 0.3%
Southeast (non-ISO) | FPC | 2017 | 43 | 56 | 99 | 8556 | 1.2% | 61252 |  | 84862 | 146114 | 40503280 | 40588142 | 0.4%
Southeast (non-ISO) | FPC | 2018 | 178 | 79 | 256 | 9322 | 2.8% | 91660 |  | 120233 | 211893 | 41682608 | 41802841 | 0.5%
Southeast (non-ISO) | FPC | 2019 | 297 | 167 | 465 | 12606 | 3.7% | 401199 |  | 234091 | 635290 | 54417497 | 54651588 | 1.2%
Southeast (non-ISO) | FPC | 2020 | 447 | 288 | 734 | 11555 | 6.4% | 917731 |  | 413431 | 1331161 | 54967849 | 55381280 | 2.4%
Southeast (non-ISO) | FPC | 2021 | 671 | 416 | 1087 | 11549 | 9.4% | 1298829 |  | 596751 | 1895580 | 54598794 | 55195545 | 3.4%
Southeast (non-ISO) | FPC | 2022 | 971 | 599 | 1570 | 11914 | 13.2% | 1839641 |  | 864423 | 2704064 | 56656804 | 57521227 | 4.7%
Southeast (non-ISO) | FPC | 2023 | 1275 | 749 | 2024 | 12559 | 16.1% | 2286087 |  | 1086025 | 3372112 | 56847739 | 57933764 | 5.8%
Southeast (non-ISO) | FPC | 2024 | 1947 | 815 | 2762 | 11956 | 23.1% | 2932110 |  | 1340369 | 4272480 | 55694084 | 57034453 | 7.5%
Southeast (non-ISO) | FPL | 2012 | 0 | 15 | 15 | 21402 | 0.1% | 70556 |  | 20339 | 90895 | 110541686 | 110562025 | 0.1%
Southeast (non-ISO) | FPL | 2013 | 0 | 24 | 24 | 21566 | 0.1% | 67996 |  | 34348 | 102344 | 111503256 | 111537604 | 0.1%
Southeast (non-ISO) | FPL | 2014 | 0 | 33 | 33 | 22870 | 0.1% | 64972 |  | 51159 | 116131 | 115589473 | 115640632 | 0.1%
Southeast (non-ISO) | FPL | 2015 | 36 | 44 | 80 | 22852 | 0.4% | 68084 |  | 65534 | 133618 | 122229100 | 122294634 | 0.1%
Southeast (non-ISO) | FPL | 2016 | 262 | 53 | 315 | 23725 | 1.3% | 73156 |  | 81955 | 155111 | 120991641 | 121073596 | 0.1%
Southeast (non-ISO) | FPL | 2017 | 262 | 71 | 333 | 23251 | 1.4% | 567408 |  | 108272 | 675680 | 120088799 | 120197071 | 0.6%
Southeast (non-ISO) | FPL | 2018 | 858 | 99 | 957 | 23079 | 4.1% | 1764444 |  | 150291 | 1914735 | 121812561 | 121962852 | 1.6%
Southeast (non-ISO) | FPL | 2019 | 1156 | 153 | 1309 | 24991 | 5.2% | 2365163 |  | 213436 | 2578599 | 128216569 | 128430005 | 2%
Southeast (non-ISO) | FPL | 2020 | 2348 | 225 | 2574 | 25340 | 10.2% | 3762871 |  | 324040 | 4086911 | 130007688 | 130331728 | 3.1%
Southeast (non-ISO) | FPL | 2021 | 3093 | 344 | 3437 | 28552 | 12% | 5651518 |  | 494451 | 6145968 | 128687346 | 129181797 | 4.8%
Southeast (non-ISO) | FPL | 2022 | 3615 | 670 | 4285 | 28520 | 15% | 7390770 |  | 966120 | 8356890 | 137774424 | 138740544 | 6%
Southeast (non-ISO) | FPL | 2023 | 4807 | 1110 | 5917 | 28576 | 20.7% | 9590955 |  | 1610313 | 11201268 | 142043308 | 143653621 | 7.8%
Southeast (non-ISO) | FPL | 2024 | 7116 | 1208 | 8324 | 28474 | 29.2% | 12452975 |  | 1987444 | 14440419 | 139746703 | 141734147 | 10.2%
Southeast (non-ISO) | SCEG | 2012 | 0 | 0 | 0 | 4761 | 0% | 0 |  | 89 | 89 | 23679247 | 23679336 | 0%
Southeast (non-ISO) | SCEG | 2013 | 0 | 0 | 0 | 4574 | 0% | 0 |  | 187 | 187 | 23546004 | 23546191 | 0%
Southeast (non-ISO) | SCEG | 2014 | 0 | 1 | 1 | 4853 | 0% | 0 |  | 1155 | 1155 | 24525608 | 24526763 | 0%
Southeast (non-ISO) | SCEG | 2015 | 0 | 2 | 2 | 4970 | 0% | 0 |  | 2730 | 2730 | 24368131 | 24370861 | 0%
Southeast (non-ISO) | SCEG | 2016 | 7 | 22 | 29 | 4807 | 0.6% | 11 |  | 16900 | 16910 | 24625161 | 24642061 | 0.1%
Southeast (non-ISO) | SCEG | 2017 | 239 | 52 | 291 | 4701 | 6.2% | 57547 |  | 57880 | 115427 | 24105357 | 24163237 | 0.5%
Southeast (non-ISO) | SCEG | 2018 | 315 | 76 | 391 | 4756 | 8.2% | 568547 |  | 97080 | 665627 | 24907420 | 25004500 | 2.7%
Southeast (non-ISO) | SCEG | 2019 | 576 | 90 | 667 | 4777 | 14% | 866024 |  | 128148 | 994172 | 24568560 | 24696708 | 4%
Southeast (non-ISO) | SCEG | 2020 | 904 | 100 | 1004 | 4655 | 21.6% | 1763097 |  | 140951 | 1904048 | 24037003 | 24177954 | 7.9%
Southeast (non-ISO) | SCEG | 2021 | 904 | 114 | 1017 | 4647 | 21.9% | 2112565 |  | 162560 | 2275125 | 24355995 | 24518555 | 9.3%
Southeast (non-ISO) | SCEG | 2022 | 978 | 130 | 1109 | 5824 | 19% | 2267885 |  | 197770 | 2465655 | 24811084 | 25008854 | 9.9%
Southeast (non-ISO) | SCEG | 2023 | 978 | 147 | 1126 | 4869 | 23.1% | 1928757 |  | 229663 | 2158420 | 23483357 | 23713020 | 9.1%
Southeast (non-ISO) | SCEG | 2024 | 1044 | 157 | 1201 | 4784 | 25.1% | 1840374 |  | 248573 | 2088946 | 23872026 | 24120599 | 8.7%
Southeast (non-ISO) | SOCO | 2012 | 2 | 19 | 20 | 42071 | 0% | 2016 |  | 25277 | 27293 | 212523084 | 212548361 | 0%
Southeast (non-ISO) | SOCO | 2013 | 61 | 23 | 84 | 39464 | 0.2% | 9511 |  | 35474 | 44985 | 212444486 | 212479960 | 0%
Southeast (non-ISO) | SOCO | 2014 | 71 | 62 | 132 | 45859 | 0.3% | 123031 |  | 104471 | 227503 | 231912172 | 232016643 | 0.1%
Southeast (non-ISO) | SOCO | 2015 | 228 | 110 | 338 | 44758 | 0.8% | 140048 |  | 149109 | 289157 | 230565691 | 230714800 | 0.1%
Southeast (non-ISO) | SOCO | 2016 | 956 | 114 | 1069 | 43334 | 2.5% | 795347 |  | 192685 | 988033 | 230344067 | 230536752 | 0.4%
Southeast (non-ISO) | SOCO | 2017 | 1294 | 155 | 1449 | 42206 | 3.4% | 2111968 |  | 232154 | 2344122 | 223210398 | 223442552 | 1%
Southeast (non-ISO) | SOCO | 2018 | 1336 | 180 | 1516 | 43756 | 3.5% | 2727258 |  | 289825 | 3017083 | 232200726 | 232490551 | 1.3%
Southeast (non-ISO) | SOCO | 2019 | 1832 | 204 | 2036 | 45515 | 4.5% | 2712212 |  | 335148 | 3047360 | 237878803 | 238213951 | 1.3%
Southeast (non-ISO) | SOCO | 2020 | 2563 | 263 | 2826 | 44425 | 6.4% | 4323334 |  | 416835 | 4740169 | 227463970 | 227880805 | 2.1%
Southeast (non-ISO) | SOCO | 2021 | 3434 | 343 | 3778 | 45072 | 8.4% | 5395998 |  | 530001 | 5925999 | 232976874 | 233506875 | 2.5%
Southeast (non-ISO) | SOCO | 2022 | 3990 | 255 | 4245 | 48073 | 8.8% | 7712068 |  | 407971 | 8120038 | 240927925 | 241335896 | 3.4%
Southeast (non-ISO) | SOCO | 2023 | 4669 | 334 | 5003 | 45558 | 11% | 8742473 |  | 539724 | 9282197 | 229414934 | 229954658 | 4%
Southeast (non-ISO) | SOCO | 2024 | 5724 | 357 | 6081 | 47368 | 12.8% | 10067964 |  | 594542 | 10662506 | 236011301 | 236605843 | 4.5%
Southeast (non-ISO) | TEC | 2012 | 7 | 3 | 10 | 3892 | 0.3% | 6842 |  | 4694 | 11535 | 19247875 | 19252569 | 0.1%
Southeast (non-ISO) | TEC | 2013 | 7 | 7 | 13 | 3873 | 0.3% | 13082 |  | 9446 | 22527 | 19185267 | 19194713 | 0.1%
Southeast (non-ISO) | TEC | 2014 | 7 | 8 | 14 | 4054 | 0.4% | 12886 |  | 11897 | 24783 | 19321963 | 19333860 | 0.1%
Southeast (non-ISO) | TEC | 2015 | 8 | 9 | 18 | 4013 | 0.4% | 12747 |  | 14043 | 26790 | 20106989 | 20121032 | 0.1%
Southeast (non-ISO) | TEC | 2016 | 10 | 11 | 20 | 4146 | 0.5% | 16328 |  | 16391 | 32719 | 20160397 | 20176788 | 0.2%
Southeast (non-ISO) | TEC | 2017 | 29 | 17 | 46 | 4115 | 1.1% | 55514 |  | 26337 | 81851 | 20288683 | 20315020 | 0.4%
Southeast (non-ISO) | TEC | 2018 | 174 | 28 | 202 | 4044 | 5% | 128192 |  | 42940 | 171132 | 20638228 | 20681168 | 0.8%
Southeast (non-ISO) | TEC | 2019 | 451 | 49 | 500 | 4413 | 11.3% | 898855 |  | 68850 | 967705 | 21408530 | 21477380 | 4.5%
Southeast (non-ISO) | TEC | 2020 | 600 | 85 | 686 | 4358 | 15.7% | 1222214 |  | 122912 | 1345126 | 21299166 | 21422078 | 6.3%
Southeast (non-ISO) | TEC | 2021 | 735 | 119 | 853 | 4485 | 19% | 1459278 |  | 170500 | 1629778 | 21034338 | 21204838 | 7.7%
Southeast (non-ISO) | TEC | 2022 | 1028 | 194 | 1222 | 4476 | 27.3% | 1940820 |  | 279666 | 2220487 | 22171690 | 22451356 | 9.9%
Southeast (non-ISO) | TEC | 2023 | 1257 | 310 | 1567 | 4734 | 33.1% | 1721568 |  | 449390 | 2170957 | 22282812 | 22732202 | 9.6%
Southeast (non-ISO) | TEC | 2024 | 1257 | 337 | 1594 | 4383 | 36.4% | 2239323 |  | 554636 | 2793958 | 21424893 | 21979529 | 12.7%
Southeast (non-ISO) | TVA | 2012 | 12 | 0 | 12 | 35605 | 0% | 5848 |  | 0 | 5848 | 188062097 | 188062097 | 0%
Southeast (non-ISO) | TVA | 2013 | 12 | 0 | 12 | 33059 | 0% | 20394 |  | 361 | 20755 | 183343649 | 183344010 | 0%
Southeast (non-ISO) | TVA | 2014 | 43 | 0 | 43 | 36042 | 0.1% | 25765 |  | 0 | 25765 | 180921654 | 180921654 | 0%
Southeast (non-ISO) | TVA | 2015 | 43 | 0 | 43 | 36233 | 0.1% | 76147 |  | 0 | 76147 | 178362912 | 178362912 | 0%
Southeast (non-ISO) | TVA | 2016 | 147 | 0 | 147 | 34181 | 0.4% | 109741 |  | 0 | 109741 | 182404797 | 182404797 | 0.1%
Southeast (non-ISO) | TVA | 2017 | 176 | 0 | 176 | 34276 | 0.5% | 237253 |  | 0 | 237253 | 175925082 | 175925082 | 0.1%
Southeast (non-ISO) | TVA | 2018 | 280 | 0 | 280 | 35950 | 0.8% | 336655 |  | 0 | 336655 | 185429726 | 185429726 | 0.2%
Southeast (non-ISO) | TVA | 2019 | 290 | 0 | 290 | 29568 | 1% | 525902 |  | 0 | 525902 | 157238738 | 157238738 | 0.3%
Southeast (non-ISO) | TVA | 2020 | 291 | 0 | 291 | 28926 | 1% | 514731 |  | 0 | 514731 | 152869523 | 152869523 | 0.3%
Southeast (non-ISO) | TVA | 2021 | 527 | 0 | 527 | 30340 | 1.7% | 668027 |  | 0 | 668027 | 159385412 | 159385412 | 0.4%
Southeast (non-ISO) | TVA | 2022 | 698 | 0 | 698 | 33425 | 2.1% | 1365304 |  | 0 | 1365304 | 165151213 | 165151213 | 0.8%
Southeast (non-ISO) | TVA | 2023 | 919 | 0 | 919 | 31846 | 2.9% | 1653076 |  | 0 | 1653076 | 158037183 | 158037183 | 1%
Southeast (non-ISO) | TVA | 2024 | 1308 | 0 | 1308 | 34376 | 3.8% | 2072124 |  | 0 | 2072124 | 164118032 | 164118032 | 1.3%
HECO | HECO | 2012 | 15 | 146 | 161 | 1159 | 13.9% | 5937 |  | 190905 | 196842 | 7555209 | 7746114 | 2.5%
HECO | HECO | 2013 | 15 | 256 | 271 | 1162 | 23.4% | 31871 |  | 358166 | 390037 | 7420241 | 7778407 | 5%
HECO | HECO | 2014 | 32 | 327 | 359 | 1190 | 30.1% | 48683 |  | 551117 | 599800 | 7315640 | 7866757 | 7.6%
HECO | HECO | 2015 | 54 | 392 | 446 | 1236 | 36.1% | 76176 |  | 632454 | 708631 | 7290244 | 7922698 | 8.9%
HECO | HECO | 2016 | 61 | 460 | 520 | 1206 | 43.1% | 112309 |  | 759940 | 872249 | 7154135 | 7914075 | 11%
HECO | HECO | 2017 | 106 | 574 | 680 | 1197 | 56.8% | 215054 |  | 971096 | 1186150 | 7034334 | 8005430 | 14.8%
HECO | HECO | 2018 | 132 | 609 | 741 | 1224 | 60.6% | 221599 |  | 1028699 | 1250298 | 7001226 | 8029925 | 15.6%
HECO | HECO | 2019 | 275 | 666 | 941 | 1210 | 77.8% | 355316 |  | 1112454 | 1467770 | 7022957 | 8135412 | 18%
HECO | HECO | 2020 | 282 | 725 | 1007 | 1110 | 90.7% | 703559 |  | 1210706 | 1914265 | 6652533 | 7863239 | 24.3%
HECO | HECO | 2021 | 285 | 750 | 1035 | 1098 | 94.3% | 754350 |  | 1250797 | 2005147 | 6624975 | 7875772 | 25.5%
HECO | HECO | 2022 | 324 | 780 | 1103 | 1105 | 99.8% | 814221 |  | 1326646 | 2140867 | 6699166 | 8025812 | 26.7%
HECO | HECO | 2023 | 390 | 834 | 1223 | 1082 | 113.1% | 862352 |  | 1387403 | 2249755 | 6640758 | 8028160 | 28%
HECO | HECO | 2024 | 462 | 919 | 1381 | 1076 | 128.3% | 761585 |  | 1575099 | 2336684 | 6625501 | 8200600 | 28.5%
non-ISO West | non-ISO West | 2012 | 764 | 650 | 1414 | 82070 | 1.7% | 1042560 |  | 1027026 | 2069586 | 419481718 | 420508745 | 0.5%
non-ISO West | non-ISO West | 2013 | 1372 | 902 | 2273 | 84014 | 2.7% | 2054506 |  | 1457156 | 3511662 | 422285781 | 423742937 | 0.8%
non-ISO West | non-ISO West | 2014 | 1547 | 1232 | 2778 | 84999 | 3.3% | 2730309 |  | 2111429 | 4841739 | 420545279 | 422656708 | 1.1%
non-ISO West | non-ISO West | 2015 | 2451 | 1655 | 4106 | 86259 | 4.8% | 3678209 |  | 2680931 | 6359141 | 435120748 | 437801679 | 1.5%
non-ISO West | non-ISO West | 2016 | 4541 | 2056 | 6597 | 86789 | 7.6% | 6118218 |  | 3474208 | 9592427 | 433152502 | 436626710 | 2.2%
non-ISO West | non-ISO West | 2017 | 5432 | 2557 | 7989 | 90028 | 8.9% | 11286854 |  | 4291376 | 15578230 | 439654627 | 443946003 | 3.5%
non-ISO West | non-ISO West | 2018 | 5944 | 3034 | 8978 | 89465 | 10% | 12984995 |  | 5163082 | 18148077 | 441473858 | 446636941 | 4.1%
non-ISO West | non-ISO West | 2019 | 6773 | 3580 | 10353 | 85388 | 12.1% | 14271347 |  | 6069576 | 20340923 | 413705412 | 419774988 | 4.8%
non-ISO West | non-ISO West | 2020 | 7631 | 4215 | 11846 | 86251 | 13.7% | 16607989 |  | 7075409 | 23683398 | 416272646 | 423348055 | 5.6%
non-ISO West | non-ISO West | 2021 | 9431 | 5194 | 14625 | 89240 | 16.4% | 20229876 |  | 8493167 | 28723043 | 420724581 | 429217748 | 6.7%
non-ISO West | non-ISO West | 2022 | 10543 | 6032 | 16575 | 91287 | 18.2% | 23948662 |  | 10484648 | 34433310 | 430655408 | 441140056 | 7.8%
non-ISO West | non-ISO West | 2023 | 12908 | 7411 | 20319 | 90825 | 22.4% | 26509233 |  | 12688855 | 39198088 | 428164550 | 440853404 | 8.9%
non-ISO West | non-ISO West | 2024 | 17749 | 8247 | 25996 | 92514 | 28.1% | 36471406 |  | 14572080 | 51043486 | 430921179 | 445493259 | 11.5%
non-ISO Southeast | non-ISO Southeast | 2012 | 136 | 84 | 219 | 148790 | 0.1% | 231010 |  | 122816 | 353825 | 756888070 | 757010886 | 0%
non-ISO Southeast | non-ISO Southeast | 2013 | 414 | 116 | 530 | 141830 | 0.4% | 459287 |  | 171355 | 630641 | 754709144 | 754880499 | 0.1%
non-ISO Southeast | non-ISO Southeast | 2014 | 745 | 179 | 923 | 157140 | 0.6% | 990505 |  | 270386 | 1260891 | 780982636 | 781253022 | 0.2%
non-ISO Southeast | non-ISO Southeast | 2015 | 1621 | 263 | 1885 | 157981 | 1.2% | 1571672 |  | 359110 | 1930782 | 785867429 | 786226539 | 0.2%
non-ISO Southeast | non-ISO Southeast | 2016 | 3312 | 365 | 3676 | 152978 | 2.4% | 3702298 |  | 543871 | 4246169 | 789895812 | 790439683 | 0.5%
non-ISO Southeast | non-ISO Southeast | 2017 | 4723 | 528 | 5251 | 151759 | 3.5% | 7180527 |  | 763471 | 7943998 | 772154678 | 772918149 | 1%
non-ISO Southeast | non-ISO Southeast | 2018 | 6349 | 704 | 7053 | 158046 | 4.5% | 10776220 |  | 1042314 | 11818534 | 803491749 | 804534063 | 1.5%
non-ISO Southeast | non-ISO Southeast | 2019 | 8075 | 962 | 9037 | 155131 | 5.8% | 13708969 |  | 1417884 | 15126853 | 791899000 | 793316884 | 1.9%
non-ISO Southeast | non-ISO Southeast | 2020 | 10844 | 1332 | 12176 | 152112 | 8% | 18653077 |  | 1963389 | 20616466 | 771357370 | 773320759 | 2.7%
non-ISO Southeast | non-ISO Southeast | 2021 | 13591 | 1792 | 15383 | 157174 | 9.8% | 23557569 |  | 2623218 | 26180787 | 786896713 | 789519931 | 3.3%
non-ISO Southeast | non-ISO Southeast | 2022 | 15817 | 2417 | 18234 | 166305 | 11% | 30676590 |  | 3564697 | 34241287 | 816957287 | 820521984 | 4.2%
non-ISO Southeast | non-ISO Southeast | 2023 | 18820 | 3320 | 22141 | 161543 | 13.7% | 34760558 |  | 4939578 | 39700135 | 795862698 | 800802275 | 5%
non-ISO Southeast | non-ISO Southeast | 2024 | 23425 | 3629 | 27055 | 166156 | 16.3% | 40613433 |  | 5920657 | 46534091 | 808947299 | 814867956 | 5.7%

## PV Capacity by Region
Annual utility-scale PV capacity by region
Sources: Berkeley Lab: Capacity Information, NREL: Long-Term Annual Average Solar Resource
| Annual Capacity Additions (MWAC) | [12 empty] | State-level Statistics (MWAC)
Solar COD | AK | CAISO | ERCOT | HI | ISO-NE | MISO | NYISO | PJM | SPP | Southeast (non-ISO) | West (non-ISO) | Total |  | State | Cumulative Capacity | 2024 Annual Capacity | 2024 Annual New Project Count
2007 | [10 empty] | 18.9 | 18.9 |  | TX | 23427.77 | 7707.1 | 34
2008 |  | 10 | [9 empty] | 10 |  | CA | 20571 | 2493.8 | 18
2009 |  | 21 | [7 empty] | 25 |  | 46 |  | FL | 10885.06 | 3154 | 43
2010 |  | 48 | 13.9 |  |  |  |  | 23.43 |  | 40.1 | 49.64 | 175.07 |  | NV | 5043.73 | 1176.1 | 6
2011 |  | 95 | 30 |  |  |  | 31.5 | 73.58 | 49.86 | 5.5 | 200.71 | 486.15 |  | GA | 4848.77 | 888 | 8
2012 |  | 425.42 | 30.4 | 5.76 |  |  |  | 107.4 |  | 40.1 | 352.06 | 961.14 |  | AZ | 4609.18 | 1242.5 | 6
2013 |  | 900.1 | 50.7 |  |  | 38.8 |  | 17.3 |  | 43.65 | 290.8 | 1341.35 |  | VA | 4541.71 | 939.9 | 11
2014 |  | 2676.44 | 39.6 | 12 | 20.25 | 16.71 |  | 102.45 |  | 61.68 | 254.95 | 3184.08 |  | NC | 4026.74 | 94.4 | 2
2015 |  | 1337.16 | 130.26 | 22.2 |  | 20.4 |  | 246.15 |  | 415.1 | 714.21 | 2885.48 |  | OH | 3153.28 | 1456 | 8
2016 |  | 3102.19 | 269.5 | 6.5 | 26.61 | 110.6 | 9.5 | 368.79 | 165 | 1332.89 | 2048.68 | 7440.26 |  | IL | 2577.75 | 1590.4 | 10
2017 |  | 528.89 | 660.75 | 45.6 | 27.2 | 273.29 | 15 | 472.79 | 18.68 | 1200.7 | 849.34 | 4092.24 |  | IN | 2365.42 | 1201.1 | 7
2018 |  | 835.8 | 646 | 20 | 64.59 | 111.62 | 32.6 | 360.9 | 18.4 | 1377.3 | 494.9 | 3962.12 |  | NM | 2247.3 | 1190 | 5
2019 |  | 978.8 | 497.7 | 129.35 | 110.48 | 13.2 | 65 | 492.13 | 16 | 1548.2 | 748 | 4598.86 |  | UT | 2126.56 | 555 | 6
2020 |  | 1754.7 | 2495.4 | 14 | 98.1 | 440.9 | 27 | 1131.95 | 30 | 2815.39 | 815.7 | 9623.14 |  | CO | 2102.73 | 160.8 | 3
2021 |  | 1179 | 3945.34 |  | 287.31 | 998 | 35 | 1713.9 | 5 | 2567.8 | 1759.6 | 12490.96 |  | WI | 1974.5 | 418 | 5
2022 |  | 1996.3 | 2525.2 | 39 | 120.21 | 1268.6 | 93.53 | 911.85 | 8 | 2202.7 | 1263.3 | 10428.68 |  | AR | 1700.5 | 927 | 7
2023 | 6 | 2725.1 | 4225.5 | 66 | 111.05 | 2679.5 | 80 | 3290.28 | 140 | 3117.47 | 2824.18 | 19265.08 |  | SC | 1492.96 | 76 | 2
2024 |  | 2574.9 | 7607.1 | 72.5 | 152 | 6044.5 | 389.2 | 3582.9 | 210.9 | 4720.8 | 4701.3 | 30056.1 | 56.01% | MS | 1188.1 | 781 | 7
[14 empty] | MI | 1089.53 | 179 | 3
| Cumulative Capacity (MWAC) | [12 empty] | LA | 1048.1 | 708.1 | 5
Solar COD | AK | CAISO | ERCOT | HI | ISO-NE | MISO | NYISO | PJM | SPP | Southeast (non-ISO) | West (non-ISO) | Total |  | OR | 840.8
2007 | [10 empty] | 18.9 | 18.9 |  | PA | 799.5 | 176.8 | 10
2008 |  | 10 | [8 empty] | 18.9 | 28.9 |  | NY | 778.34 | 389.2 | 8
2009 |  | 31 | [7 empty] | 25 | 18.9 | 74.9 |  | MN | 729.28 | 327.9 | 4
2010 |  | 79 | 13.9 |  |  |  |  | 23.43 |  | 65.1 | 68.54 | 249.97 |  | AL | 637.5 | 32.4 | 1
2011 |  | 174 | 43.9 |  |  |  | 31.5 | 97.01 | 49.86 | 70.6 | 269.25 | 736.12 |  | IA | 631 | 400 | 4
2012 |  | 599.42 | 74.3 | 5.76 |  |  | 31.5 | 204.41 | 49.86 | 110.7 | 621.31 | 1697.26 |  | NJ | 557.15
2013 |  | 1499.52 | 125 | 5.76 |  | 38.8 | 31.5 | 221.71 | 49.86 | 154.35 | 912.11 | 3038.61 |  | TN | 549.08 | 16 | 1
2014 |  | 4175.96 | 164.6 | 17.76 | 20.25 | 55.51 | 31.5 | 324.16 | 49.86 | 216.03 | 1167.06 | 6222.7 |  | ID | 500 | 100 | 1
2015 |  | 5513.12 | 294.86 | 39.96 | 20.25 | 75.91 | 31.5 | 570.32 | 49.86 | 631.13 | 1881.27 | 9108.18 |  | HI | 432.91 | 72.5 | 2
2016 |  | 8615.31 | 564.36 | 46.46 | 46.86 | 186.51 | 41 | 939.11 | 214.86 | 1964.01 | 3929.95 | 16548.44 |  | MO | 419.02 | 369 | 3
2017 |  | 9144.2 | 1225.11 | 92.06 | 74.06 | 459.8 | 56 | 1411.9 | 233.54 | 3164.71 | 4779.28 | 20640.68 |  | KY | 415.1 | 339 | 3
2018 |  | 9980 | 1871.11 | 112.06 | 138.65 | 571.43 | 88.6 | 1772.8 | 251.94 | 4542.01 | 5274.18 | 24602.8 |  | MD | 411.67 | 49.8 | 2
2019 |  | 10958.8 | 2368.81 | 241.41 | 249.13 | 584.63 | 153.6 | 2264.93 | 267.94 | 6090.22 | 6022.18 | 29201.66 |  | ME | 329.35 | 130 | 2
2020 |  | 12713.5 | 4864.21 | 255.41 | 347.23 | 1025.53 | 180.6 | 3396.88 | 297.95 | 8905.6 | 6837.88 | 38824.8 |  | RI | 279.27 | 10 | 1
2021 |  | 13892.5 | 8809.55 | 255.41 | 634.55 | 2023.53 | 215.61 | 5110.78 | 302.95 | 11473.4 | 8597.48 | 51315.76 |  | WA | 249.2 | 80 | 1
2022 |  | 15888.8 | 11334.75 | 294.41 | 754.76 | 3292.13 | 309.14 | 6022.63 | 310.95 | 13676.1 | 9860.78 | 61744.44 |  | WY | 230 | 150 | 1
2023 | 6 | 18613.9 | 15560.25 | 360.41 | 865.8 | 5971.63 | 389.14 | 9312.91 | 450.95 | 16793.57 | 12684.96 | 81009.52 |  | SD | 208 | 128 | 1
2024 | 6 | 21188.8 | 23167.35 | 432.91 | 1017.8 | 12016.13 | 778.34 | 12895.81 | 661.85 | 21514.37 | 17386.26 | 111065.62 |  | MA | 201.09
[14 empty] | CT | 178.5 | 12 | 1
| Annual Capacity Additions (MWDC) | [12 empty] | MT | 160
Solar COD | AK | CAISO | ERCOT | HI | ISO-NE | MISO | NYISO | PJM | SPP | Southeast (non-ISO) | West (non-ISO) | Total |  | OK | 145 | 120 | 1
2007 | [10 empty] | 22.28 | 22.28 |  | WV | 124.4 | 124.4 | 4
2008 |  | 12.14 | [9 empty] | 12.14 |  | NE | 105.16 | 90.9 | 2
2009 |  | 25.2 | [7 empty] | 27.6 |  | 52.8 |  | DE | 72
2010 |  | 60.5 | 16.6 |  |  |  |  | 28.17 |  | 48.3 | 57.15 | 210.72 |  | VT | 29.59
2011 |  | 118.41 | 34.99 |  |  |  | 37.69 | 85.32 | 54 | 5.92 | 242.82 | 579.15 |  | KS | 26
2012 |  | 560.55 | 35.43 | 7.2 |  |  |  | 133.73 |  | 49.31 | 431.2 | 1217.42 |  | AK | 6
2013 |  | 1171.33 | 61.67 |  |  | 52.27 |  | 21.36 |  | 55 | 392.52 | 1754.16
2014 |  | 3463.02 | 48.1 | 14.26 | 24.66 | 22.06 |  | 139.33 |  | 78.6 | 322.1 | 4112.13
2015 |  | 1697.12 | 162.37 | 28.83 |  | 27.27 |  | 332.86 |  | 563.24 | 939.58 | 3751.27
2016 |  | 3981.58 | 344.1 | 8.13 | 36.54 | 152.15 | 14.25 | 469.58 | 223.6 | 1794.3 | 2647.55 | 9671.78
2017 |  | 700.8 | 855.63 | 63.59 | 34.56 | 385.09 | 19.02 | 621.27 | 24.73 | 1628.3 | 1109.08 | 5442.08
2018 |  | 1120.33 | 854.69 | 28.19 | 87.95 | 135.64 | 42.4 | 506.69 | 24.07 | 1959.88 | 655.38 | 5415.22
2019 |  | 1220.81 | 647.35 | 168.6 | 155.5 | 16.67 | 87.2 | 672.25 | 19.27 | 2156.79 | 968.64 | 6113.07
2020 |  | 2277.73 | 3246.09 | 19.3 | 140.9 | 626.48 | 35.48 | 1513.15 | 39.7 | 3858.09 | 1055.44 | 12812.37
2021 |  | 1547.8 | 5263.8 |  | 407.42 | 1319.03 | 49.03 | 2262.01 | 6.42 | 3516.4 | 2241.97 | 16613.88
2022 |  | 2498.9 | 3158.44 | 50.1 | 167.78 | 1683.84 | 130.28 | 1173.71 | 10.8 | 2930.79 | 1679.96 | 13484.6
2023 | 8.5 | 3314.06 | 5111.14 | 42.28 | 150.56 | 3503.7 | 108.34 | 4281.9 | 180.3 | 4207.3 | 3818.11 | 24726.18
2024 |  | 2849.96 | 9599.22 | 100.81 | 191.53 | 7033.59 | 320.16 | 4299.28 | 276.06 | 6553.55 | 4065.49 | 35289.65
Cumulative Capacity (MWDC)
Solar COD | AK | CAISO | ERCOT | HI | ISO-NE | MISO | NYISO | PJM | SPP | Southeast (non-ISO) | West (non-ISO) | Total
2007 | [10 empty] | 22.28 | 22.28
2008 |  | 12.14 | [8 empty] | 22.28 | 34.42
2009 |  | 37.34 | [7 empty] | 27.6 | 22.28 | 87.22
2010 |  | 97.84 | 16.6 |  |  |  |  | 28.17 |  | 75.9 | 79.43 | 297.94
2011 |  | 216.25 | 51.59 |  |  |  | 37.69 | 113.5 | 54 | 81.81 | 322.25 | 877.09
2012 |  | 776.79 | 87.02 | 7.2 |  |  | 37.69 | 247.23 | 54 | 131.13 | 753.45 | 2094.51
2013 |  | 1948.13 | 148.7 | 7.2 |  | 52.27 | 37.69 | 268.59 | 54 | 186.13 | 1145.97 | 3848.68
2014 |  | 5411.14 | 196.8 | 21.46 | 24.66 | 74.33 | 37.69 | 407.92 | 54 | 264.73 | 1468.07 | 7960.81
2015 |  | 7108.27 | 359.17 | 50.29 | 24.66 | 101.6 | 37.69 | 740.78 | 54 | 827.97 | 2407.66 | 11712.08
2016 |  | 11089.85 | 703.27 | 58.42 | 61.2 | 253.75 | 51.94 | 1210.36 | 277.6 | 2622.27 | 5055.21 | 21383.86
2017 |  | 11790.65 | 1558.9 | 122.01 | 95.76 | 638.84 | 70.96 | 1831.63 | 302.33 | 4250.57 | 6164.29 | 26825.94
2018 |  | 12910.98 | 2413.59 | 150.2 | 183.72 | 774.48 | 113.36 | 2338.32 | 326.4 | 6210.45 | 6819.67 | 32241.16
2019 |  | 14131.78 | 3060.94 | 318.8 | 339.22 | 791.15 | 200.56 | 3010.57 | 345.67 | 8367.23 | 7788.31 | 38354.23
2020 |  | 16409.51 | 6307.03 | 338.1 | 480.12 | 1417.63 | 236.04 | 4523.72 | 385.37 | 12225.32 | 8843.75 | 51166.61
2021 |  | 17957.31 | 11570.83 | 338.1 | 887.54 | 2736.66 | 285.07 | 6785.73 | 391.79 | 15741.72 | 11085.72 | 67780.48
2022 |  | 20456.21 | 14729.27 | 388.2 | 1055.32 | 4420.51 | 415.35 | 7959.43 | 402.59 | 18672.52 | 12765.68 | 81265.08
2023 | 8.5 | 23770.27 | 19840.41 | 430.47 | 1205.88 | 7924.21 | 523.69 | 12241.33 | 582.89 | 22879.82 | 16583.79 | 105991.26
2024 | 8.5 | 26620.23 | 29439.63 | 531.28 | 1397.41 | 14957.8 | 843.85 | 16540.61 | 858.95 | 29433.37 | 20649.28 | 141280.91
Annual New Project Count
Solar COD | AK | CAISO | ERCOT | HI | ISO-NE | MISO | NYISO | PJM | SPP | Southeast (non-ISO) | West (non-ISO) | Total
2007 | [10 empty] | 2 | 2
2008 |  | 1 | [9 empty] | 1
2009 |  | 1 | [7 empty] | 1 |  | 2
2010 |  | 1 | 1 |  |  |  |  | 3 |  | 3 | 2 | 10
2011 |  | 6 | 1 |  |  |  | 1 | 7 | 5 | 1 | 14 | 35
2012 |  | 10 | 3 | 1 |  |  |  | 9 |  | 3 | 18 | 44
2013 |  | 16 | 2 |  |  | 4 |  | 2 |  | 3 | 11 | 38
2014 |  | 32 | 1 | 1 | 2 | 2 |  | 9 |  | 3 | 15 | 65
2015 |  | 34 | 3 | 2 |  | 3 |  | 13 |  | 16 | 18 | 89
2016 |  | 45 | 2 | 1 | 2 | 3 | 1 | 23 | 3 | 30 | 42 | 152
2017 |  | 24 | 15 | 3 | 4 | 17 | 2 | 23 | 3 | 47 | 29 | 167
2018 |  | 7 | 10 | 1 | 4 | 4 | 2 | 15 | 2 | 29 | 22 | 96
2019 |  | 11 | 9 | 4 | 9 | 2 | 5 | 20 | 3 | 26 | 21 | 110
2020 |  | 19 | 16 | 1 | 6 | 11 | 5 | 34 | 3 | 45 | 24 | 164
2021 |  | 13 | 20 |  | 24 | 16 | 4 | 30 | 1 | 32 | 17 | 157
2022 |  | 20 | 14 | 1 | 15 | 26 | 8 | 21 | 1 | 34 | 16 | 156
2023 | 1 | 25 | 20 | 2 | 6 | 41 | 4 | 43 | 4 | 47 | 30 | 223
2024 |  | 19 | 33 | 2 | 4 | 50 | 8 | 41 | 3 | 60 | 29 | 249
Cumulative Project Count
Solar COD | AK | CAISO | ERCOT | HI | ISO-NE | MISO | NYISO | PJM | SPP | Southeast (non-ISO) | West (non-ISO) | Total
2007 | [10 empty] | 2 | 2
2008 |  | 1 | [8 empty] | 2 | 3
2009 |  | 2 | [7 empty] | 1 | 2 | 5
2010 |  | 3 | 1 |  |  |  |  | 3 |  | 4 | 4 | 15
2011 |  | 9 | 2 |  |  |  | 1 | 10 | 5 | 5 | 18 | 50
2012 |  | 19 | 5 | 1 |  |  | 1 | 19 | 5 | 8 | 36 | 94
2013 |  | 35 | 7 | 1 |  | 4 | 1 | 21 | 5 | 11 | 47 | 132
2014 |  | 67 | 8 | 2 | 2 | 6 | 1 | 30 | 5 | 14 | 62 | 197
2015 |  | 101 | 11 | 4 | 2 | 9 | 1 | 43 | 5 | 30 | 80 | 286
2016 |  | 146 | 13 | 5 | 4 | 12 | 2 | 66 | 8 | 60 | 122 | 438
2017 |  | 170 | 28 | 8 | 8 | 29 | 4 | 89 | 11 | 107 | 151 | 605
2018 |  | 177 | 38 | 9 | 12 | 33 | 6 | 104 | 13 | 136 | 173 | 701
2019 |  | 188 | 47 | 13 | 21 | 35 | 11 | 124 | 16 | 162 | 194 | 811
2020 |  | 207 | 63 | 14 | 27 | 46 | 16 | 158 | 19 | 207 | 218 | 975
2021 |  | 220 | 83 | 14 | 51 | 62 | 20 | 188 | 20 | 239 | 235 | 1132
2022 |  | 240 | 97 | 15 | 66 | 88 | 28 | 209 | 21 | 273 | 251 | 1288
2023 | 1 | 265 | 117 | 17 | 72 | 129 | 32 | 252 | 25 | 320 | 281 | 1511
2024 | 1 | 284 | 150 | 19 | 76 | 179 | 40 | 293 | 28 | 380 | 310 | 1760

## PV Capacity over Time
Cumulative monthly utility-scale PV capacity by year
Sources: Berkeley Lab, EIA
Months | Monthly Cumulative Capacity Additions (GWAC)
| 2007 | 2008 | 2009 | 2010 | 2011 | 2012 | 2013 | 2014 | 2015 | 2016 | 2017 | 2018 | 2019 | 2020 | 2021 | 2022 | 2023 | 2024 | 2025
1 | [5 empty] | 0.02 | 0.08 | 0.1 | 0.28 | 0.03 | 0.26 | 0.59 | 0.61 | 1.08 | 0.31 | 0.98 | 1.17 | 2.49 | 3.43
2 | [5 empty] | 0.05 | 0.11 | 0.49 | 0.36 | 0.14 | 0.47 | 0.65 | 0.76 | 1.45 | 0.98 | 1.16 | 1.68 | 3.06 | 4.54
3 |  |  |  | 0.01 |  | 0.07 | 0.17 | 0.7 | 0.38 | 0.35 | 0.84 | 1.09 | 0.94 | 1.65 | 2.53 | 1.86 | 2.42 | 5.94 | 6.83
4 |  |  |  | 0.02 |  | 0.15 | 0.19 | 0.74 | 0.41 | 0.56 | 1.32 | 1.32 | 1.03 | 2.28 | 2.94 | 2.53 | 3.23 | 7.17 | 8.66
5 |  |  |  |  | 0.01 | 0.21 |  | 0.83 | 0.54 | 0.62 | 1.52 | 1.67 | 1.07 | 2.61 | 3.52 | 3.24 | 4.26 | 9.59 | 9.95
6 |  |  |  | 0.07 | 0.01 | 0.23 | 0.32 | 0.85 | 1.18 | 1.21 | 1.73 | 1.78 | 1.31 | 3.83 | 4.11 | 4.42 | 5.86 | 12.14 | 11.77
7 |  |  |  | 0.08 | 0.03 | 0.29 | 0.34 | 0.86 | 1.25 | 1.86 | 1.8 | 1.84 | 1.5 | 4.23 | 5.02 | 4.97 | 7.83 | 13.11 | 13.13
8 |  |  |  |  | 0.1 | 0.33 | 0.61 | 1.31 | 1.48 | 2.29 | 2.05 | 1.88 | 1.68 | 4.83 | 6.62 | 5.65 | 8.48 | 14.24
9 |  |  |  | 0.09 | 0.17 | 0.35 | 0.61 | 1.33 | 1.52 | 3.26 | 2.17 | 2.15 | 1.86 | 5.39 | 7.6 | 6.41 | 9.52 | 16.76
10 |  |  | 0.02 |  | 0.26 | 0.41 | 0.67 | 2.51 | 1.61 | 4.35 | 2.46 | 2.25 | 2.29 | 5.69 | 8.39 | 6.91 | 11.32 | 19.91
11 |  |  |  | 0.1 | 0.34 | 0.57 | 1.19 | 2.67 | 1.86 | 4.87 | 2.8 | 2.73 | 2.84 | 6.5 | 9.27 | 7.68 | 12.25 | 24.46
12 | 0.02 | 0.01 | 0.05 | 0.18 | 0.49 | 0.96 | 1.34 | 3.18 | 2.89 | 7.44 | 4.09 | 3.96 | 4.6 | 9.62 | 12.49 | 10.43 | 19.27 | 30.06

## PV+Storage Capacity by Region
Annual storage capacity that is coupled with utility-scale PV by region | [11 empty] | Annual utility-scale PV capacity with/without hybrid capabilities
Sources: Berkeley Lab
| Annual Capacity Additions (Storage MW) | [10 empty] | Installation Year | PV standalone | [5 empty] | PV-storage hybrid
Storage COD | CAISO | ERCOT | HI | ISO-NE | MISO | NYISO | PJM | SPP | Southeast (non-ISO) | West (non-ISO) | Total |  | Annual New Project Count | Annual Retrofit Project Count | Cumulative Net Project Count | Annual New Solar Capacity GWAC | Annual Retrofit Solar Capacity GWAC | Cumulative Net Solar Capacity GWAC | Annual New Project Count | Annual Retrofit Project Count | Cumulative Project Count | Annual New Solar Capacity GWAC | Annual Retrofit Solar Capacity GWAC | Cumulative Solar Capacity GWAC
2012 |  |  | 3 | [7 empty] | 3 | 2007 | 2 |  | 2 | 0.02 |  | 0.02
2013 | [6 empty] | 33 |  |  |  | 33 | 2008 | 1 |  | 3 | 0.01 |  | 0.03
2015 |  |  | 6 | [7 empty] | 6 | 2009 | 2 |  | 5 | 0.05 |  | 0.07
2016 |  | 1 | [8 empty] | 1 | 2010 | 10 |  | 15 | 0.18 |  | 0.25
2017 |  |  | 13.6 | [5 empty] | 1 |  | 14.6 | 2011 | 35 |  | 50 | 0.49 |  | 0.74
2018 |  |  | 20 |  | 9 |  |  |  | 14 | 46 | 89 | 2012 | 43 |  | 93 | 0.96 |  | 1.69 | 1 |  | 1 | 0.01 |  | 0.01
2019 |  | 20 |  | 13.3 |  |  |  | 12 | 14.6 | 1.5 | 61.4 | 2013 | 38 | -1 | 130 | 1.34 | -0.02 | 3.01 |  | 1 | 2 |  | 0.02 | 0.03
2020 |  |  |  | 2.2 |  | 5.82 |  |  |  |  | 8.02 | 2014 | 65 |  | 195 | 3.18 |  | 6.2
2021 | 1044.2 | 90 | 14 | 50.98 |  | 10 | 10 |  | 509 | 146 | 1874.18 | 2015 | 88 |  | 283 | 2.87 |  | 9.07 | 1 |  | 3 | 0.01 |  | 0.04
2022 | 1286.65 | 270 | 39 | 27.49 | 10 | 19 |  |  | 40 | 118.5 | 1810.64 | 2016 | 152 | -1 | 434 | 7.44 | -0.04 | 16.47 |  | 1 | 4 |  | 0.04 | 0.08
2023 | 1656.8 | 203.4 | 66 | 4.5 |  |  |  |  | 51.4 | 1198 | 3180.1 | 2017 | 165 |  | 599 | 4.07 |  | 20.54 | 2 |  | 6 | 0.02 |  | 0.1
2024 | 1465 | 551.35 | 72.5 |  | 129 |  | 18.5 |  | 131 | 1905 | 4272.35 | 2018 | 93 | -3 | 689 | 3.92 | -0.2 | 24.25 | 3 | 3 | 12 | 0.05 | 0.2 | 0.35
[12 empty] | 2019 | 102 | -4 | 787 | 4.47 | -0.21 | 28.51 | 8 | 4 | 24 | 0.13 | 0.21 | 0.69
| Cumulative Capacity (Storage MW) | [10 empty] | 2020 | 162 | -1 | 948 | 9.61 | -0.01 | 38.12 | 2 | 1 | 27 | 0.01 | 0.01 | 0.7
Storage COD | CAISO | ERCOT | HI | ISO-NE | MISO | NYISO | PJM | SPP | Southeast (non-ISO) | West (non-ISO) | Total | 2021 | 130 | -12 | 1066 | 11.06 | -1.37 | 47.81 | 27 | 12 | 66 | 1.43 | 1.37 | 3.5
2012 |  |  | 3 | [7 empty] | 3 | 2022 | 130 | -10 | 1186 | 8.29 | -1.48 | 54.62 | 26 | 10 | 102 | 2.14 | 1.48 | 7.13
2013 |  |  | 3 |  |  |  | 33 |  |  |  | 36 | 2023 | 185 | -15 | 1356 | 14.55 | -0.89 | 68.28 | 37 | 15 | 154 | 4.48 | 0.89 | 12.49
2015 |  |  | 9 |  |  |  | 33 |  |  |  | 42 | 2024 | 215 | -14 | 1557 | 23.93 | -1.58 | 90.63 | 33 | 14 | 201 | 5.82 | 1.58 | 19.9
2016 |  | 1 | 9 |  |  |  | 33 |  |  |  | 43
2017 |  | 1 | 22.6 |  |  |  | 33 |  | 1 |  | 57.6
2018 |  | 1 | 42.6 |  | 9 |  | 33 |  | 15 | 46 | 146.6
2019 |  | 21 | 42.6 | 13.3 | 9 |  | 33 | 12 | 29.6 | 47.5 | 208
2020 |  | 21 | 42.6 | 15.5 | 9 | 5.82 | 33 | 12 | 29.6 | 47.5 | 216.02
2021 | 1044.2 | 111 | 56.6 | 66.48 | 9 | 15.82 | 43 | 12 | 538.6 | 193.5 | 2090.2
2022 | 2330.85 | 381 | 95.6 | 93.97 | 19 | 34.82 | 43 | 12 | 578.6 | 312 | 3900.84 | State
2023 | 3987.65 | 584.4 | 161.6 | 98.47 | 19 | 34.82 | 43 | 12 | 630 | 1510 | 7080.94 | State | 2024 Annual New Project Count | 2024 Annual Capacity MW | Cumulative Capacity MW | 2024 Annual Energy MWh | Cumulative Energy MWh
2024 | 5452.65 | 1135.75 | 234.1 | 98.47 | 148 | 34.82 | 61.5 | 12 | 761 | 3415 | 11353.29 | CA | 16 | 1605 | 5530.15 | 5569 | 19515.7
[12 empty] | AZ | 6 | 710 | 1460 | 2847.7 | 5520.7
| Annual Energy Additions (Storage MWh) | [10 empty] | TX | 6 | 551.35 | 1135.75 | 660 | 1445.85
Storage COD | CAISO | ERCOT | HI | ISO-NE | MISO | NYISO | PJM | SPP | Southeast (non-ISO) | West (non-ISO) | Total | NV | 3 | 565 | 895 | 870 | 2265
2012 |  |  | 2.01 | [7 empty] | 2.01 | NM | 3 | 450 | 685.5 | 1961.4 | 2881.4
2013 | [6 empty] | 13.5 |  |  |  | 13.5 | FL | 1 | 15 | 529.9 | 30 | 1201.2
2015 |  |  | 4.63 | [7 empty] | 4.63 | HI | 2 | 72.5 | 234.1 | 290 | 943.76
2016 |  | 0.25 | [8 empty] | 0.25 | CO |  |  | 226 |  | 902
2017 |  |  | 57.12 | [5 empty] | 2 |  | 59.12 | MA |  |  | 94.47 |  | 231.17
2018 |  |  | 100 |  | 18 |  |  |  | 56 | 58 | 232 | SC | 1 | 66 | 84 | 198 | 270
2019 |  | 52 |  | 35.2 |  |  |  | 26.2 | 29.2 | 1.5 | 144.1 | GA |  |  | 80 |  | 160
2020 |  |  |  | 4.7 |  | 13.2 |  |  |  |  | 17.9 | WI | 1 | 75 | 75 | 0 | 0
2021 | 4161.9 | 115 | 70 | 143.08 |  | 39 | 10 |  | 1130 | 492 | 6160.98 | MS | 1 | 50 | 50 | 200 | 200
2022 | 4317.5 | 349.6 | 156 | 50.79 | 30 | 75.6 |  |  | 80 | 447.1 | 5506.59 | IN | 1 | 45 | 45 | 180 | 180
2023 | 5847.8 | 269 | 264 | 13.4 |  |  |  |  | 129 | 4633 | 11156.2 | ID | 1 | 40 | 40 | 160 | 160
2024 | 5016.7 | 660 | 290 |  | 226.6 |  | 6 |  | 428 | 6391.4 | 13018.7 | IL | 2 | 4 | 37 | 16 | 29.5
[12 empty] | NY |  |  | 34.82 |  | 127.8
| Cumulative Energy (Storage MWh) | [10 empty] | OR |  |  | 30 |  | 120
Storage COD | CAISO | ERCOT | HI | ISO-NE | MISO | NYISO | PJM | SPP | Southeast (non-ISO) | West (non-ISO) | Total | NC |  |  | 26.1 |  | 31
2012 |  |  | 2.01 | [7 empty] | 2.01 | AR |  |  | 22 |  | 56.2
2013 |  |  | 2.01 |  |  |  | 13.5 |  |  |  | 15.51 | MN | 1 | 5 | 14 | 30.6 | 48.6
2015 |  |  | 6.64 |  |  |  | 13.5 |  |  |  | 20.14 | DE | 1 | 12.5 | 12.5 | 0 | 0
2016 |  | 0.25 | 6.64 |  |  |  | 13.5 |  |  |  | 20.39 | MD | 1 | 6 | 6 | 6 | 6
2017 |  | 0.25 | 63.76 |  |  |  | 13.5 |  | 2 |  | 79.51 | VT |  |  | 4 |  | 16
2018 |  | 0.25 | 163.76 |  | 18 |  | 13.5 |  | 58 | 58 | 311.51 | NE |  |  | 1 |  | 2.1
2019 |  | 52.25 | 163.76 | 35.2 | 18 |  | 13.5 | 26.2 | 87.2 | 59.5 | 455.61 | AL |  |  | 1 |  | 2
2020 |  | 52.25 | 163.76 | 39.9 | 18 | 13.2 | 13.5 | 26.2 | 87.2 | 59.5 | 473.51 | AL |  |  | 1 |  | 2
2021 | 4161.9 | 167.25 | 233.76 | 182.98 | 18 | 52.2 | 23.5 | 26.2 | 1217.2 | 551.5 | 6634.49
2022 | 8479.4 | 516.85 | 389.76 | 233.77 | 48 | 127.8 | 23.5 | 26.2 | 1297.2 | 998.6 | 12141.08
2023 | 14327.2 | 785.85 | 653.76 | 247.17 | 48 | 127.8 | 23.5 | 26.2 | 1426.2 | 5631.6 | 23297.28
2024 | 19343.9 | 1445.85 | 943.76 | 247.17 | 274.6 | 127.8 | 29.5 | 26.2 | 1854.2 | 12023 | 36315.98
Annual New Project Count
Storage COD | CAISO | ERCOT | HI | ISO-NE | MISO | NYISO | PJM | SPP | Southeast (non-ISO) | West (non-ISO) | Total
2012 |  |  | 1 | [7 empty] | 1
2013 | [6 empty] | 1 |  |  |  | 1
2015 |  |  | 1 | [7 empty] | 1
2016 |  | 1 | [8 empty] | 1
2017 |  |  | 1 | [5 empty] | 1 |  | 2
2018 |  |  | 1 |  | 1 |  |  |  | 2 | 2 | 6
2019 |  | 2 |  | 5 |  |  |  | 2 | 2 | 1 | 12
2020 |  |  |  | 1 |  | 2 |  |  |  |  | 3
2021 | 10 | 2 | 1 | 14 |  | 3 | 1 |  | 4 | 4 | 39
2022 | 14 | 3 | 1 | 7 | 1 | 5 |  |  | 1 | 5 | 37
2023 | 22 | 3 | 2 | 1 |  |  |  |  | 4 | 21 | 53
2024 | 16 | 6 | 2 |  | 5 |  | 2 |  | 3 | 13 | 47
Cumulative New Project Count
Storage COD | CAISO | ERCOT | HI | ISO-NE | MISO | NYISO | PJM | SPP | Southeast (non-ISO) | West (non-ISO) | Total
2012 |  |  | 1 | [7 empty] | 1
2013 |  |  | 1 |  |  |  | 1 |  |  |  | 2
2015 |  |  | 2 |  |  |  | 1 |  |  |  | 3
2016 |  | 1 | 2 |  |  |  | 1 |  |  |  | 4
2017 |  | 1 | 3 |  |  |  | 1 |  | 1 |  | 6
2018 |  | 1 | 4 |  | 1 |  | 1 |  | 3 | 2 | 12
2019 |  | 3 | 4 | 5 | 1 |  | 1 | 2 | 5 | 3 | 24
2020 |  | 3 | 4 | 6 | 1 | 2 | 1 | 2 | 5 | 3 | 27
2021 | 10 | 5 | 5 | 20 | 1 | 5 | 2 | 2 | 9 | 7 | 66
2022 | 24 | 8 | 6 | 27 | 2 | 10 | 2 | 2 | 10 | 12 | 103
2023 | 46 | 11 | 8 | 28 | 2 | 10 | 2 | 2 | 14 | 33 | 156
2024 | 62 | 17 | 10 | 28 | 7 | 10 | 4 | 2 | 17 | 46 | 203
[12 empty] | State | 2021 Annual New Project Count | 2021 Annual Capacity MW | Cumulative Capacity MW | 2021 Annual Energy MWh | Cumulative Energy MWh
[12 empty] | CA | 14 | 1221.95 | 1259.45 | 4799.4 | 4818.9
[12 empty] | FL | 4 | 487 | 503 | 1086 | 1146
[12 empty] | TX | 3 | 185 | 206 | 231 | 283.25
[12 empty] | NV | 2 | 115 | 115 | 460 | 460
[12 empty] | MA | 14 | 50.88 | 64.28 | 142.88 | 170.58
[12 empty] | HI | 1 | 14 | 56.6 | 70 | 233.76
[12 empty] | SC | 1 | 50 | 50 | 0 | 0
[12 empty] | AZ | 1 | 30 | 40 | 30 | 70
[12 empty] | GA | 1 | 40 | 40 | 80 | 80
[12 empty] | IL |  |  | 33 |  | 13.5
[12 empty] | NY | 4 | 13.5 | 19.32 | 37.6 | 50.8
[12 empty] | AR |  |  | 12 |  | 26.2
[12 empty] | NC | 1 | 10 | 10 | 10 | 10
[12 empty] | MN |  |  | 9 |  | 18
[12 empty] | VT |  |  | 4 |  | 16
[12 empty] | CO | 1 | 1 | 1 | 2 | 2
[12 empty] | AL |  |  | 1 |  | 2

## PV Capacity by Project Size
Capacity Distribution by Project Size
Sources: Berkeley Lab, EIA
Project Capacity in Size Bins (MWAC)
Solar COD | [5-10) | [10-20) | [20-50) | [50-100) | [100-200) | [200-400) | [400-700) | Solar COD | Annual Average Project Size (MWAC)
2007 | 6.9 | 12 | 0 | 0 | 0 | 0 | 0 | 2007 | 9.45
2008 | 0 | 10 | 0 | 0 | 0 | 0 | 0 | 2008 | 10
2009 | 0 | 0 | 46 | 0 | 0 | 0 | 0 | 2009 | 23
2010 | 13.35 | 83.08 | 78.64 | 0 | 0 | 0 | 0 | 2010 | 17.51
2011 | 99.93 | 214.16 | 172.06 | 0 | 0 | 0 | 0 | 2011 | 13.89
2012 | 70.26 | 209.82 | 317.06 | 194 | 170 | 0 | 0 | 2012 | 21.84
2013 | 85.05 | 112 | 311.9 | 66 | 516.4 | 250 | 0 | 2013 | 35.3
2014 | 121.62 | 436.92 | 300.72 | 112.2 | 325.1 | 1301.62 | 585.9 | 2014 | 48.99
2015 | 84.58 | 456.5 | 708.25 | 682.16 | 105.1 | 848.9 | 0 | 2015 | 32.42
2016 | 204.16 | 429 | 858.63 | 2341.86 | 2331.2 | 1275.4 | 0 | 2016 | 48.95
2017 | 317.16 | 624.31 | 1084.85 | 1242.63 | 823.3 | 0 | 0 | 2017 | 24.5
2018 | 162.57 | 308.29 | 364.36 | 1813.6 | 861 | 452.3 | 0 | 2018 | 41.27
2019 | 198.61 | 293 | 663.95 | 1266.5 | 1526.8 | 650 | 0 | 2019 | 41.81
2020 | 202.18 | 414.9 | 610.4 | 3682.97 | 2925.7 | 1377 | 410 | 2020 | 58.68
2021 | 263.92 | 175.8 | 478.8 | 2813.7 | 3671.1 | 4667.64 | 420 | 2021 | 79.56
2022 | 224.64 | 240.25 | 681 | 2415.7 | 3388 | 3479.1 | 0 | 2022 | 66.85
2023 | 129.5 | 290.98 | 1505.53 | 4850.27 | 4905.6 | 6006.2 | 1577 | 2023 | 86.39
2024 | 80.2 | 261.3 | 622.4 | 5662.2 | 8742.7 | 11203.5 | 3483.8 | 2024 | 120.71
Project Capacity in Size Bins (% of annual total capacity)
Solar COD | [5-10) | [10-20) | [20-50) | [50-100) | [100-200) | [200-400) | [400-700)
2007 | 36.51% | 63.49% | 0% | 0% | 0% | 0% | 0%
2008 | 0% | 100% | 0% | 0% | 0% | 0% | 0%
2009 | 0% | 0% | 100% | 0% | 0% | 0% | 0%
2010 | 7.626% | 47.46% | 44.92% | 0% | 0% | 0% | 0%
2011 | 20.56% | 44.05% | 35.39% | 0% | 0% | 0% | 0%
2012 | 7.31% | 21.83% | 32.99% | 20.18% | 17.69% | 0% | 0%
2013 | 6.341% | 8.35% | 23.25% | 4.92% | 38.5% | 18.64% | 0%
2014 | 3.82% | 13.72% | 9.444% | 3.524% | 10.21% | 40.88% | 18.4%
2015 | 2.931% | 15.82% | 24.55% | 23.64% | 3.642% | 29.42% | 0%
2016 | 2.744% | 5.766% | 11.54% | 31.48% | 31.33% | 17.14% | 0%
2017 | 7.75% | 15.26% | 26.51% | 30.37% | 20.12% | 0% | 0%
2018 | 4.103% | 7.781% | 9.196% | 45.77% | 21.73% | 11.42% | 0%
2019 | 4.319% | 6.371% | 14.44% | 27.54% | 33.2% | 14.13% | 0%
2020 | 2.101% | 4.311% | 6.343% | 38.27% | 30.4% | 14.31% | 4.261%
2021 | 2.113% | 1.407% | 3.833% | 22.53% | 29.39% | 37.37% | 3.362%
2022 | 2.154% | 2.304% | 6.53% | 23.16% | 32.49% | 33.36% | 0%
2023 | 0.6722% | 1.51% | 7.815% | 25.18% | 25.46% | 31.18% | 8.186%
2024 | 0.2668% | 0.8694% | 2.071% | 18.84% | 29.09% | 37.28% | 11.59%

## PV Capacity by Technology
Annual and cumulative utility-scale PV capacity by module and/or mounting type | [8 empty] | Annual utility-scale PV capacity by mounting type | [9 empty] | Annual utility-scale PV capacity by module type
Note: Bottom-up capacity sums differ between the graphs as some projects do not provide data for all technology categories
Sources: Berkeley Lab
Installation Year | Tracking c-Si |  |  |  | Fixed-Tilt c-Si |  |  |  | Tracking Thin-Film |  |  |  | Fixed-Tilt Thin-Film |  |  |  | Total Tracking |  |  |  | Total Fixed-Tilt |  |  |  | Total c-Si |  |  |  | Total Thin-Film
| Annual Project Count | Cumulative Project Count | Annual Capacity GWAC | Cumulative Capacity GWAC | Annual Project Count | Cumulative Project Count | Annual Capacity GWAC | Cumulative Capacity GWAC | Annual Project Count | Cumulative Project Count | Annual Capacity GWAC | Cumulative Capacity GWAC | Annual Project Count | Cumulative Project Count | Annual Capacity GWAC | Cumulative Capacity GWAC | Annual Project Count | Cumulative Project Count | Annual Capacity GWAC | Cumulative Capacity GWAC | Annual Project Count | Cumulative Project Count | Annual Capacity GWAC | Cumulative Capacity GWAC | Annual Project Count | Cumulative Project Count | Annual Capacity GWAC | Cumulative Capacity GWAC | Annual Project Count | Cumulative Project Count | Annual Capacity GWAC | Cumulative Capacity GWAC
2007 | 1 | 1 | 0.01 | 0.01 | [12 empty] | 1 | 1 | 0.01 | 0.01 |  |  |  |  | 1 | 1 | 0.01 | 0.01
2008 |  | 1 |  | 0.01 | [8 empty] | 1 | 1 | 0.01 | 0.01 |  | 1 |  | 0.01 | 1 | 1 | 0.01 | 0.01 |  | 1 |  | 0.01 | 1 | 1 | 0.01 | 0.01
2009 | 1 | 2 | 0.02 | 0.04 | [8 empty] | 1 | 2 | 0.02 | 0.03 | 1 | 2 | 0.02 | 0.04 | 1 | 2 | 0.02 | 0.03 | 1 | 2 | 0.02 | 0.04 | 1 | 2 | 0.02 | 0.03
2010 | 3 | 5 | 0.04 | 0.08 | 2 | 2 | 0.02 | 0.02 |  |  |  |  | 5 | 7 | 0.12 | 0.15 | 3 | 5 | 0.04 | 0.08 | 7 | 9 | 0.13 | 0.16 | 5 | 7 | 0.06 | 0.1 | 5 | 7 | 0.12 | 0.15
2011 | 17 | 22 | 0.23 | 0.31 | 9 | 11 | 0.14 | 0.15 | 1 | 1 | 0.02 | 0.02 | 7 | 14 | 0.1 | 0.24 | 19 | 24 | 0.25 | 0.33 | 16 | 25 | 0.23 | 0.39 | 26 | 33 | 0.36 | 0.46 | 8 | 15 | 0.12 | 0.26
2012 | 21 | 43 | 0.35 | 0.66 | 15 | 26 | 0.35 | 0.5 | 1 | 2 | 0.03 | 0.05 | 6 | 20 | 0.2 | 0.44 | 23 | 47 | 0.41 | 0.74 | 21 | 46 | 0.55 | 0.95 | 36 | 69 | 0.7 | 1.16 | 7 | 22 | 0.23 | 0.49
2013 | 20 | 63 | 0.73 | 1.4 | 10 | 36 | 0.11 | 0.61 |  | 2 |  | 0.05 | 8 | 28 | 0.5 | 0.94 | 20 | 67 | 0.73 | 1.48 | 18 | 64 | 0.61 | 1.55 | 30 | 99 | 0.84 | 2.01 | 8 | 30 | 0.5 | 0.99
2014 | 29 | 92 | 0.75 | 2.14 | 18 | 54 | 0.2 | 0.82 | 11 | 13 | 0.53 | 0.58 | 5 | 33 | 1.68 | 2.62 | 41 | 108 | 1.29 | 2.76 | 23 | 87 | 1.88 | 3.44 | 47 | 146 | 0.95 | 2.96 | 16 | 46 | 2.22 | 3.2
2015 | 43 | 135 | 1.66 | 3.8 | 26 | 80 | 0.67 | 1.48 | 12 | 25 | 0.34 | 0.92 | 7 | 40 | 0.21 | 2.83 | 56 | 164 | 2.01 | 4.78 | 33 | 120 | 0.87 | 4.31 | 69 | 215 | 2.33 | 5.28 | 19 | 65 | 0.54 | 3.74
2016 | 93 | 228 | 4.79 | 8.59 | 38 | 118 | 0.92 | 2.41 | 15 | 40 | 1.11 | 2.02 | 6 | 46 | 0.62 | 3.45 | 108 | 272 | 5.9 | 10.67 | 44 | 164 | 1.54 | 5.86 | 131 | 346 | 5.72 | 11 | 21 | 86 | 1.72 | 5.47
2017 | 105 | 333 | 2.54 | 11.13 | 37 | 155 | 0.64 | 3.05 | 16 | 56 | 0.65 | 2.68 | 9 | 55 | 0.26 | 3.71 | 121 | 393 | 3.2 | 13.87 | 46 | 210 | 0.9 | 6.75 | 142 | 488 | 3.18 | 14.18 | 25 | 111 | 0.91 | 6.38
2018 | 41 | 374 | 1.75 | 12.88 | 33 | 188 | 1.22 | 4.27 | 21 | 77 | 0.94 | 3.61 | 1 | 56 | 0.05 | 3.76 | 62 | 455 | 2.69 | 16.56 | 34 | 244 | 1.27 | 8.03 | 74 | 562 | 2.98 | 17.15 | 22 | 133 | 0.99 | 7.37
2019 | 59 | 433 | 2.35 | 15.23 | 28 | 216 | 0.56 | 4.84 | 22 | 99 | 1.64 | 5.26 | 1 | 57 | 0.04 | 3.8 | 81 | 536 | 3.99 | 20.55 | 29 | 273 | 0.61 | 8.63 | 87 | 649 | 2.91 | 20.07 | 23 | 156 | 1.69 | 9.05
2020 | 102 | 535 | 6.15 | 21.38 | 25 | 241 | 0.75 | 5.59 | 33 | 132 | 2.55 | 7.81 | 4 | 61 | 0.17 | 3.97 | 135 | 671 | 8.7 | 29.25 | 29 | 302 | 0.92 | 9.56 | 127 | 776 | 6.9 | 26.96 | 37 | 193 | 2.73 | 11.78
2021 | 83 | 618 | 7.24 | 28.62 | 40 | 281 | 1.3 | 6.88 | 34 | 166 | 3.95 | 11.76 |  | 61 |  | 3.97 | 117 | 788 | 11.19 | 40.44 | 40 | 342 | 1.3 | 10.85 | 123 | 899 | 8.54 | 35.51 | 34 | 227 | 3.95 | 15.73
2022 | 91 | 709 | 6.44 | 35.06 | 27 | 308 | 0.34 | 7.22 | 32 | 198 | 3.27 | 15.03 | 6 | 67 | 0.38 | 4.35 | 123 | 911 | 9.71 | 50.15 | 33 | 375 | 0.72 | 11.57 | 118 | 1017 | 6.78 | 42.29 | 38 | 265 | 3.65 | 19.38
2023 | 144 | 853 | 12.84 | 47.9 | 20 | 328 | 0.46 | 7.69 | 49 | 247 | 4.85 | 19.88 | 6 | 73 | 0.38 | 4.73 | 197 | 1108 | 18.42 | 68.57 | 26 | 401 | 0.85 | 12.42 | 164 | 1181 | 13.3 | 55.59 | 55 | 320 | 5.24 | 24.62
2024 | 198 | 1051 | 23.4 | 71.3 | 9 | 337 | 0.2 | 7.88 | 36 | 283 | 5.93 | 25.82 | 3 | 76 | 0.19 | 4.93 | 236 | 1344 | 29.65 | 98.22 | 12 | 413 | 0.39 | 12.81 | 207 | 1388 | 23.6 | 79.19 | 39 | 359 | 6.13 | 30.74

## PV Capacity by Offtaker
PPA Offtakers of utility-scale solar project capacity coming online in 2024
Project Capacity MWAC by Offtaker Type
| 2007 | 2008 | 2009 | 2010 | 2011 | 2012 | 2013 | 2014 | 2015 | 2016 | 2017 | 2018 | 2019 | 2020 | 2021 | 2022 | 2023 | 2024 | Total |  | 2024
Other | [13 empty] | 10 |  |  | 40 | 0 | 50 | Other
Non-IOU Retailer | [11 empty] | 85 |  | 20 |  | 443 | 40 | 767.8 | 588 | Non-IOU Retailer | 767.8
Military | 12 |  |  |  |  | 11 |  | 30 | 41 | 170 | 116 | 88 |  | 70 | 128 |  |  |  | 665 | Education
Education | [5 empty] | 18 | 8 | 34 | 46 | 60 | 20 | 32 | 19 | 71 | 40 | 186 | 317 | 0 | 850 | Merchant
Merchant | [5 empty] | 21 |  | 15 | 45 | 38 |  | 36 |  |  |  |  | 1019 | 0 | 1173 | Monopoly Investor-owned Utility | 5265.6
Unknown | [6 empty] | 10 |  |  | 58 | 88 | 38 | 347 | 1053 | 2245 | 944 | 3698 | 4089.201 | 8481 | Public Utilities (Munis, Coops...) | 4609.8
Monopoly Investor-owned Utility |  |  | 25 | 28 | 93 | 34 | 130 | 110 | 477 | 1191 | 1026 | 1325 | 1525 | 2559 | 1895 | 1819 | 2212 | 5265.6 | 14447 | Unknown | 4089.201
Corporate |  |  |  |  | 20 | 28 | 10 | 13 | 112 | 411 | 841 | 405 | 684 | 2282 | 3593 | 2861 | 4703 | 9817.8 | 15963 | Corporate | 9817.8
Public Utilities (Munis, Coops...) |  |  |  | 57 | 147 | 204 | 77 | 119 | 336 | 1992 | 1177 | 935 | 734 | 1775 | 2999 | 2068 | 3463 | 4609.8 | 16082 | Investor-owned Utility | 5495.9
Investor-owned Utility | 7 | 10 | 46 | 118 | 319 | 679 | 1237 | 2973 | 2306 | 4712 | 1852 | 2429 | 2815 | 4148 | 3145 | 4316 | 6035 | 5495.9 | 37145
All PV Projects | 19 | 10 | 46 | 175 | 486 | 961 | 1341 | 3184 | 2885 | 7440 | 4092 | 3962 | 4599 | 9623 | 12491 | 10375 | 18514 | 30036 | 80205
Note: Some projects are assigned to multiple offtakers. The sum of annual project capacity may thus exceed the capacity of "All PV Projects".

## PV Irradiance
Global horizontal irradiance by mounting type and installation year
Sources: Berkeley Lab: Project Information, NREL: Long-Term Annual Average Solar Resource
Long-Term Average Global Horizontal Irradiance (daily kWh/m2)
Solar COD | All Count | All Capacity | All Cap-weighted Mean | All Median | All 20th Percentile | All 80th Percentile | Fixed Tilt Cap-weighted Mean | Fixed Tilt Median | Fixed Tilt 20th Percentile | Fixed Tilt 80th Percentile | Tracking Cap-weighted Mean | Tracking Median | Tracking 20th Percentile | Tracking 80th Percentile
2007 | 2 | 18.9 | 5.53 | 5.5 | 5.42 | 5.57 |  |  |  |  | 5.62 | 5.62 | 5.62 | 5.62
2008 | 1 | 10 | 5.66 | 5.66 | 5.66 | 5.66 | 5.66 | 5.66 | 5.66 | 5.66
2009 | 2 | 46 | 5.33 | 5.36 | 5.17 | 5.55 | 5.68 | 5.68 | 5.68 | 5.68 | 5.04 | 5.04 | 5.04 | 5.04
2010 | 10 | 175.07 | 5.05 | 4.76 | 4 | 5.36 | 5.15 | 4.79 | 4.16 | 5.29 | 4.75 | 4.48 | 4.13 | 5.02
2011 | 35 | 486.15 | 5.14 | 5.35 | 4.15 | 5.65 | 4.89 | 5.32 | 4 | 5.36 | 5.38 | 5.58 | 4.86 | 5.78
2012 | 44 | 961.14 | 5.33 | 5.32 | 4.28 | 5.79 | 5.3 | 5.27 | 4.04 | 5.51 | 5.36 | 5.34 | 4.9 | 5.8
2013 | 38 | 1341.35 | 5.54 | 5.62 | 4.72 | 5.82 | 5.51 | 5.35 | 4.03 | 5.68 | 5.58 | 5.8 | 5.31 | 5.85
2014 | 65 | 3184.08 | 5.58 | 5.55 | 4.43 | 5.84 | 5.53 | 4.37 | 3.98 | 5.71 | 5.65 | 5.69 | 5.38 | 5.84
2015 | 89 | 2885.48 | 5.26 | 5.28 | 4.43 | 5.64 | 5 | 4.48 | 4.19 | 5.47 | 5.38 | 5.36 | 4.89 | 5.78
2016 | 152 | 7440.26 | 5.29 | 5.06 | 4.41 | 5.76 | 5.02 | 4.45 | 3.97 | 4.79 | 5.35 | 5.33 | 4.58 | 5.78
2017 | 167 | 4092.24 | 4.93 | 4.63 | 4.26 | 5.38 | 4.45 | 4.45 | 3.96 | 4.72 | 5.06 | 4.68 | 4.4 | 5.48
2018 | 96 | 3962.12 | 5.03 | 4.63 | 4.24 | 5.3 | 4.62 | 4.43 | 3.95 | 4.92 | 5.23 | 4.69 | 4.39 | 5.6
2019 | 110 | 4598.86 | 5.05 | 4.74 | 3.98 | 5.44 | 4.51 | 3.93 | 3.81 | 4.75 | 5.13 | 4.93 | 4.5 | 5.48
2020 | 164 | 9623.14 | 5 | 4.65 | 4.08 | 5.27 | 4.77 | 4.42 | 3.88 | 4.95 | 5.03 | 4.67 | 4.31 | 5.32
2021 | 157 | 12490.96 | 4.91 | 4.44 | 3.86 | 5.06 | 4.54 | 3.88 | 3.83 | 4.52 | 4.95 | 4.68 | 4.11 | 5.35
2022 | 156 | 10428.68 | 4.82 | 4.46 | 3.86 | 5.07 | 4.61 | 3.91 | 3.74 | 4.61 | 4.84 | 4.59 | 4.04 | 5.32
2023 | 222 | 19259.08 | 4.77 | 4.59 | 3.87 | 5.18 | 4.43 | 3.93 | 3.8 | 4.76 | 4.79 | 4.65 | 3.92 | 5.33
2024 | 248 | 30036.1 | 4.75 | 4.65 | 3.99 | 5.06 | 4.82 | 3.9 | 3.8 | 4.59 | 4.74 | 4.66 | 4.04 | 5.06
Total | 1758 | 111039.62

## PV ILR
Inverter loading ratio by mounting type and installation year
Sources: Berkeley Lab
Notes: The Inverter Loading Ratio describes the ratio of project capacity measured in MWDC at the inverter to the nominal inverter capacity measured in MWAC
Inverter Loading Ratio
Solar COD | All Count | All Capacity | All Cap-weighted Mean | All Median | All 20th Percentile | All 80th Percentile | Fixed Tilt Cap-weighted Mean | Fixed Tilt Median | Fixed Tilt 20th Percentile | Fixed Tilt 80th Percentile | Tracking Cap-weighted Mean | Tracking Median | Tracking 20th Percentile | Tracking 80th Percentile
2007 | 2 | 18.9 | 1.18 | 1.18 | 1.18 | 1.19 |  |  |  |  | 1.17 | 1.17 | 1.17 | 1.17
2008 | 1 | 10 | 1.21 | 1.21 | 1.21 | 1.21 | 1.21 | 1.21 | 1.21 | 1.21
2009 | 2 | 46 | 1.15 | 1.15 | 1.12 | 1.18 | 1.2 | 1.2 | 1.2 | 1.2 | 1.1 | 1.1 | 1.1 | 1.1
2010 | 10 | 175.07 | 1.2 | 1.2 | 1.17 | 1.22 | 1.21 | 1.19 | 1.19 | 1.21 | 1.18 | 1.21 | 1.13 | 1.25
2011 | 35 | 486.15 | 1.19 | 1.18 | 1.11 | 1.25 | 1.22 | 1.23 | 1.17 | 1.28 | 1.16 | 1.15 | 1.09 | 1.22
2012 | 44 | 961.14 | 1.27 | 1.24 | 1.16 | 1.29 | 1.29 | 1.24 | 1.2 | 1.29 | 1.24 | 1.22 | 1.13 | 1.29
2013 | 38 | 1341.35 | 1.31 | 1.29 | 1.25 | 1.36 | 1.32 | 1.3 | 1.26 | 1.37 | 1.3 | 1.29 | 1.25 | 1.35
2014 | 65 | 3184.08 | 1.29 | 1.28 | 1.22 | 1.34 | 1.3 | 1.26 | 1.2 | 1.33 | 1.29 | 1.29 | 1.24 | 1.36
2015 | 89 | 2885.48 | 1.31 | 1.3 | 1.24 | 1.38 | 1.33 | 1.3 | 1.26 | 1.38 | 1.3 | 1.29 | 1.23 | 1.36
2016 | 150 | 7379.8 | 1.31 | 1.31 | 1.25 | 1.37 | 1.36 | 1.3 | 1.23 | 1.43 | 1.3 | 1.31 | 1.25 | 1.35
2017 | 167 | 4092.24 | 1.33 | 1.33 | 1.24 | 1.41 | 1.35 | 1.27 | 1.21 | 1.4 | 1.32 | 1.33 | 1.25 | 1.42
2018 | 96 | 3962.12 | 1.37 | 1.33 | 1.26 | 1.46 | 1.43 | 1.38 | 1.26 | 1.52 | 1.34 | 1.32 | 1.26 | 1.43
2019 | 110 | 4598.86 | 1.33 | 1.31 | 1.22 | 1.42 | 1.44 | 1.31 | 1.26 | 1.49 | 1.31 | 1.31 | 1.2 | 1.4
2020 | 164 | 9623.14 | 1.33 | 1.34 | 1.26 | 1.45 | 1.39 | 1.35 | 1.24 | 1.47 | 1.32 | 1.34 | 1.26 | 1.43
2021 | 157 | 12490.96 | 1.33 | 1.34 | 1.27 | 1.44 | 1.38 | 1.37 | 1.3 | 1.5 | 1.32 | 1.33 | 1.27 | 1.41
2022 | 156 | 10428.68 | 1.29 | 1.31 | 1.24 | 1.4 | 1.42 | 1.4 | 1.33 | 1.51 | 1.28 | 1.3 | 1.22 | 1.39
2023 | 220 | 18803.08 | 1.32 | 1.32 | 1.24 | 1.4 | 1.4 | 1.37 | 1.29 | 1.42 | 1.31 | 1.32 | 1.23 | 1.4
2024 | 221 | 26698.8 | 1.32 | 1.33 | 1.25 | 1.4 | 1.31 | 1.35 | 1.26 | 1.41 | 1.32 | 1.33 | 1.26 | 1.4
Total | 1727 | 107185.87

## PV Hybrid Design
Storage Capacity Ratio by Region | [11 empty] | Storage Energy Duration by Region | [11 empty] | PV-Equivalent Duration by Region
Sources: Berkeley Lab, Energy Information Administration
| Capacity-weighted Mean Storage Capacity Ratio | [11 empty] | Capacity-weighted Mean Storage Duration [Hours] at Rated Storage Capacity | [11 empty] | Capacity-weighted Mean PV-Equivalent Duration [Hours]
Storage COD | National | CAISO | ERCOT | HI | ISO-NE | MISO | NYISO | PJM | SPP | Southeast (non-ISO) | West (non-ISO) | Storage COD | National | CAISO | ERCOT | HI | ISO-NE | MISO | NYISO | PJM | SPP | Southeast (non-ISO) | West (non-ISO) | Storage COD | National | CAISO | ERCOT | HI | ISO-NE | MISO | NYISO | PJM | SPP | Southeast (non-ISO) | West (non-ISO)
2020 | 0.43 | [10 empty] | 2020 | 2.34 | [10 empty] | 2020 | 1.1
2021 | 0.46 | 0.83 |  |  | 0.73 |  | 0.67 |  |  | 1.17 | 0.34 | 2021 | 2.14 | 4.19 |  |  | 2.63 |  | 3.93 |  |  | 2.2 | 3 | 2021 | 1.2 | 3.3 |  |  | 2.04 |  | 2.6 |  |  | 2.59 | 1.14
2022 | 0.5 | 0.59 | 0.3 |  | 0.79 |  | 0.76 |  |  |  | 0.32 | 2022 | 2.66 | 3.41 | 1.58 |  | 1.92 |  | 3.97 |  |  |  | 3.88 | 2022 | 1.29 | 1.98 | 0.38 |  | 1.45 |  | 3.02 |  |  |  | 1.2
2023 | 0.54 | 0.66 | 0.21 | [6 empty] | 0.38 | 0.6 | 2023 | 3.43 | 3.58 | 1.47 | [6 empty] | 3.01 | 3.99 | 2023 | 1.96 | 2.33 | 0.28 | [6 empty] | 0.95 | 2.33
2024 | 0.57 | 0.54 | 0.48 |  |  | 0.27 |  |  |  | 0.54 | 0.71 | 2024 | 3.32 | 3.55 | 1.36 |  |  | 4.07 |  |  |  | 3.52 | 3.21 | 2024 | 1.91 | 1.85 | 0.63 |  |  | 0.7 |  |  |  | 1.78 | 2.38
AC Coupling | [11 empty] | AC Coupling by Region
| AC Coupling Share | [11 empty] | Capacity-weighted Mean AC Coupling Share (%)
Storage COD | Hybrid Count | PV Capacity (MW) | Storage Capacity (MW) | Project Share with AC-Coupling | PV Capacity Share with AC-Coupling | [6 empty] | Storage COD | National | CAISO | ERCOT | HI | ISO-NE | MISO | NYISO | PJM | SPP | Southeast (non-ISO) | West (non-ISO)
2020 | 2 | 10 | 4.12 | 50% | 50% | [6 empty] | 2020 | 50%
2021 | 37 | 2790.92 | 1866.18 | 59% | 83% | [6 empty] | 2021 | 83% | 92% |  |  | 42% |  | 0% |  |  | 51% | 77%
2022 | 36 | 3850.41 | 1807.34 | 50% | 77% | [6 empty] | 2022 | 77% | 77% | 100% |  | 17% |  | 0% |  |  |  | 87%
2023 | 53 | 5669.3 | 3180.1 | 81% | 88% | [6 empty] | 2023 | 88% | 92% | 100% | [6 empty] | 4% | 83%
2024 | 41 | 6868.9 | 4164.45 | 80% | 78% | [6 empty] | 2024 | 78% | 82% | 100% | [6 empty] | 10% | 74%

## CapEx Trend (PV-only)
Installed costs by year (in both DC and AC terms)
Sources: Berkeley Lab, Energy Information Administration
EIA Capex estimates for projects with 2024 COD are still preliminary both in scope and accuracy of individual data points and may not be representative of final numbers that will be published later by EIA.
Berkeley Lab did not include all preliminary data points after a data review and will provide revised estimates at a later update.
Installed Costs 2024 $/WAC | [6 empty] | Installed Costs 2024 $/WDC
Solar COD | All Count | All Capacity (MWAC) | All Capacity-Weighted Mean | All Median | All 20th Percentile | All 80th Percentile | Solar COD | All Count | All Capacity (MWDC) | All Capacity-Weighted Mean | All Median | All 20th Percentile | All 80th Percentile
2007 | 2 | 18.9 | 12.28 | 12.35 | 12.19 | 12.51 | 2007 | 2 | 22.28 | 10.41 | 10.45 | 10.37 | 10.53
2008 | 1 | 10 | 5.69 | 5.69 | 5.69 | 5.69 | 2008 | 1 | 12.14 | 4.69 | 4.69 | 4.69 | 4.69
2009 | 2 | 46 | 6.32 | 6.14 | 4.89 | 7.38 | 2009 | 2 | 52.8 | 5.5 | 5.41 | 4.2 | 6.63
2010 | 10 | 175.07 | 5.89 | 6.36 | 5.63 | 8.16 | 2010 | 10 | 210.72 | 4.89 | 5.52 | 4.71 | 6.62
2011 | 29 | 428.79 | 5.55 | 5.58 | 4.82 | 6.24 | 2011 | 29 | 516.7 | 4.6 | 4.59 | 4.05 | 5.26
2012 | 41 | 929.64 | 4.74 | 5.16 | 4.36 | 5.7 | 2012 | 41 | 1181.41 | 3.73 | 4.18 | 3.38 | 4.62
2013 | 38 | 1341.35 | 4.93 | 4.6 | 3.97 | 5.44 | 2013 | 38 | 1754.16 | 3.77 | 3.6 | 3.08 | 4.15
2014 | 64 | 3144.48 | 4.74 | 3.96 | 3.25 | 5.2 | 2014 | 64 | 4064.03 | 3.67 | 3.06 | 2.47 | 4.01
2015 | 87 | 2868.48 | 3.91 | 3.51 | 2.76 | 4.3 | 2015 | 87 | 3728.47 | 3.01 | 2.67 | 2.07 | 3.42
2016 | 146 | 7387.29 | 3.02 | 2.9 | 2.51 | 3.42 | 2016 | 145 | 9618.47 | 2.3 | 2.23 | 1.89 | 2.67
2017 | 163 | 4045.84 | 2.74 | 2.69 | 2.09 | 3.41 | 2017 | 163 | 5381.86 | 2.06 | 2.04 | 1.63 | 2.4
2018 | 94 | 3949.42 | 2.31 | 2.18 | 1.77 | 3.18 | 2018 | 94 | 5398.82 | 1.69 | 1.61 | 1.3 | 2.43
2019 | 102 | 4525.36 | 1.97 | 1.89 | 1.51 | 2.7 | 2019 | 102 | 6014.07 | 1.49 | 1.48 | 1.2 | 1.96
2020 | 157 | 9489.04 | 1.76 | 1.91 | 1.56 | 2.67 | 2020 | 157 | 12585.48 | 1.33 | 1.44 | 1.15 | 1.93
2021 | 129 | 11265.24 | 1.65 | 1.63 | 1.31 | 2.13 | 2021 | 129 | 15022.86 | 1.24 | 1.24 | 1 | 1.55
2022 | 139 | 9794.23 | 1.59 | 1.63 | 1.3 | 2.18 | 2022 | 139 | 12661.36 | 1.23 | 1.27 | 1 | 1.64
2023 | 198 | 17773.43 | 1.59 | 1.64 | 1.39 | 2.16 | 2023 | 197 | 23035.64 | 1.21 | 1.27 | 1.05 | 1.67
2024 | 227 | 26397.4 | 1.61 | 1.7 | 1.44 | 2.08 | 2024 | 201 | 30971.96 | 1.22 | 1.28 | 1.09 | 1.6
Total | 1629 | 103589.98 |  |  |  |  | Total | 1601 | 132233.23

## CapEx Trend by Mount Type (PV)
Installed costs by mounting type and installation year
Sources: Berkeley Lab, Energy Information Administration
EIA Capex estimates for projects with 2024 COD are still preliminary both in scope and accuracy of individual data points and may not be representative of final numbers that will be published later by EIA.
Berkeley Lab did not include all preliminary data points after a data review and will provide revised estimates at a later update.
Installed Costs 2024 $/WAC
Solar COD | All Count | All Capacity | All Cap-weighted Mean | All Median | All 20th Percentile | All 80th Percentile | Fixed Tilt Cap-weighted Mean | Fixed Tilt Median | Fixed Tilt 20th Percentile | Fixed Tilt 80th Percentile | Tracking Cap-weighted Mean | Tracking Median | Tracking 20th Percentile | Tracking 80th Percentile
2007 | 2 | 18.9 | 12.28 | 12.35 | 12.19 | 12.51 |  |  |  |  | 12.09 | 12.09 | 12.09 | 12.09
2008 | 1 | 10 | 5.69 | 5.69 | 5.69 | 5.69 | 5.69 | 5.69 | 5.69 | 5.69
2009 | 2 | 46 | 6.32 | 6.14 | 4.89 | 7.38 | 4.06 | 4.06 | 4.06 | 4.06 | 8.21 | 8.21 | 8.21 | 8.21
2010 | 10 | 175.07 | 5.89 | 6.36 | 5.63 | 8.16 | 5.26 | 5.99 | 4.83 | 6.61 | 7.72 | 8.04 | 6.95 | 9.51
2011 | 29 | 428.79 | 5.55 | 5.58 | 4.82 | 6.24 | 5.49 | 5.58 | 4.67 | 6.24 | 5.61 | 5.57 | 5 | 6.2
2012 | 41 | 929.64 | 4.74 | 5.16 | 4.36 | 5.7 | 4.27 | 4.52 | 3.96 | 5.48 | 5.42 | 5.26 | 5.15 | 5.96
2013 | 38 | 1341.35 | 4.93 | 4.6 | 3.97 | 5.44 | 4.69 | 4.57 | 3.77 | 5.35 | 5.13 | 4.77 | 4.24 | 5.45
2014 | 64 | 3144.48 | 4.74 | 3.96 | 3.25 | 5.2 | 4.76 | 3.91 | 3.32 | 4.96 | 4.7 | 3.95 | 3.23 | 5.26
2015 | 87 | 2868.48 | 3.91 | 3.51 | 2.76 | 4.3 | 3.08 | 3.13 | 2.53 | 4.05 | 4.26 | 3.65 | 2.9 | 4.46
2016 | 146 | 7387.29 | 3.02 | 2.9 | 2.51 | 3.42 | 3.58 | 2.84 | 2.38 | 4.06 | 2.87 | 2.91 | 2.55 | 3.33
2017 | 163 | 4045.84 | 2.74 | 2.69 | 2.09 | 3.41 | 2.79 | 2.69 | 2.21 | 3.17 | 2.73 | 2.69 | 2.03 | 3.46
2018 | 94 | 3949.42 | 2.31 | 2.18 | 1.77 | 3.18 | 1.94 | 2.16 | 1.43 | 3.2 | 2.49 | 2.21 | 1.89 | 3.09
2019 | 102 | 4525.36 | 1.97 | 1.89 | 1.51 | 2.7 | 1.79 | 2.01 | 1.45 | 3.07 | 2 | 1.86 | 1.52 | 2.33
2020 | 157 | 9489.04 | 1.76 | 1.91 | 1.56 | 2.67 | 1.78 | 2.1 | 1.46 | 2.79 | 1.76 | 1.9 | 1.56 | 2.55
2021 | 129 | 11265.24 | 1.65 | 1.63 | 1.31 | 2.13 | 1.58 | 1.48 | 1.16 | 2.33 | 1.66 | 1.65 | 1.35 | 2.07
2022 | 139 | 9794.23 | 1.59 | 1.63 | 1.3 | 2.18 | 1.53 | 1.45 | 1.17 | 2.49 | 1.59 | 1.65 | 1.33 | 2.12
2023 | 198 | 17773.43 | 1.59 | 1.64 | 1.39 | 2.16 | 1.79 | 2.04 | 1.31 | 2.41 | 1.58 | 1.61 | 1.39 | 2.12
2024 | 227 | 26397.4 | 1.61 | 1.7 | 1.44 | 2.08 | 1.9 | 1.91 | 1.82 | 2.38 | 1.61 | 1.68 | 1.43 | 2.07
Total | 1629 | 103589.98
Installed Costs 2024 $/WDC
Solar COD | All Count | All Capacity | All Cap-weighted Mean | All Median | All 20th Percentile | All 80th Percentile | Fixed Tilt Cap-weighted Mean | Fixed Tilt Median | Fixed Tilt 20th Percentile | Fixed Tilt 80th Percentile | Tracking Cap-weighted Mean | Tracking Median | Tracking 20th Percentile | Tracking 80th Percentile
2007 | 2 | 22.28 | 10.41 | 10.45 | 10.37 | 10.53 |  |  |  |  | 10.31 | 10.31 | 10.31 | 10.31
2008 | 1 | 12.14 | 4.69 | 4.69 | 4.69 | 4.69 | 4.69 | 4.69 | 4.69 | 4.69
2009 | 2 | 52.8 | 5.5 | 5.41 | 4.2 | 6.63 | 3.38 | 3.38 | 3.38 | 3.38 | 7.44 | 7.44 | 7.44 | 7.44
2010 | 10 | 210.72 | 4.89 | 5.52 | 4.71 | 6.62 | 4.33 | 4.96 | 4.03 | 5.55 | 6.56 | 6.31 | 6.01 | 7.72
2011 | 29 | 516.7 | 4.6 | 4.59 | 4.05 | 5.26 | 4.49 | 4.51 | 3.75 | 5.28 | 4.73 | 4.7 | 4.37 | 5.15
2012 | 41 | 1181.41 | 3.73 | 4.18 | 3.38 | 4.62 | 3.32 | 3.56 | 3.22 | 4.39 | 4.35 | 4.43 | 4.07 | 4.75
2013 | 38 | 1754.16 | 3.77 | 3.6 | 3.08 | 4.15 | 3.56 | 3.45 | 2.76 | 4.07 | 3.95 | 3.66 | 3.26 | 4.17
2014 | 64 | 4064.03 | 3.67 | 3.06 | 2.47 | 4.01 | 3.67 | 3.04 | 2.47 | 3.9 | 3.65 | 3.06 | 2.48 | 3.97
2015 | 87 | 3728.47 | 3.01 | 2.67 | 2.07 | 3.42 | 2.32 | 2.32 | 2.01 | 2.99 | 3.31 | 2.84 | 2.24 | 3.54
2016 | 145 | 9618.47 | 2.3 | 2.23 | 1.89 | 2.67 | 2.66 | 2.2 | 1.79 | 3.14 | 2.21 | 2.23 | 1.95 | 2.63
2017 | 163 | 5381.86 | 2.06 | 2.04 | 1.63 | 2.4 | 2.06 | 2.07 | 1.78 | 2.46 | 2.06 | 2.04 | 1.61 | 2.4
2018 | 94 | 5398.82 | 1.69 | 1.61 | 1.3 | 2.43 | 1.36 | 1.49 | 0.94 | 2.52 | 1.86 | 1.64 | 1.39 | 2.38
2019 | 102 | 6014.07 | 1.49 | 1.48 | 1.2 | 1.96 | 1.23 | 1.56 | 1.16 | 2.18 | 1.53 | 1.46 | 1.2 | 1.81
2020 | 157 | 12585.48 | 1.33 | 1.44 | 1.15 | 1.93 | 1.28 | 1.54 | 1.06 | 2.38 | 1.33 | 1.43 | 1.17 | 1.92
2021 | 129 | 15022.86 | 1.24 | 1.24 | 1 | 1.55 | 1.14 | 1.08 | 0.84 | 1.73 | 1.25 | 1.27 | 1.03 | 1.53
2022 | 139 | 12661.36 | 1.23 | 1.27 | 1 | 1.64 | 1.07 | 0.99 | 0.84 | 1.77 | 1.24 | 1.29 | 1.05 | 1.6
2023 | 197 | 23035.64 | 1.21 | 1.27 | 1.05 | 1.67 | 1.27 | 1.49 | 1.01 | 1.77 | 1.21 | 1.27 | 1.05 | 1.62
2024 | 201 | 30971.96 | 1.22 | 1.28 | 1.09 | 1.6 | 1.35 | 1.36 | 1.31 | 1.42 | 1.22 | 1.26 | 1.08 | 1.6
Total | 1601 | 132233.23

## CapEx by Size (PV-only)
Installed costs by project size in 2024
Sources: Berkeley Lab, Energy Information Administration
EIA Capex estimates for projects with 2024 COD are still preliminary both in scope and accuracy of individual data points and may not be representative of final numbers that will be published later by EIA.
Berkeley Lab did not include all preliminary data points after a data review and will provide revised estimates at a later update.
| Installed Costs in $2024/WAC | [6 empty] | Installed Costs in $2024/WDC
Project Size Bin | Project Count in 2024 | Total Capacity MWAC | Capacity-Weighted Mean | Median | 20th Percentile | 80th Percentile | Project Size Bin | Project Count in 2024 | Total Capacity MWDC | Capacity-Weighted Mean | Median | 20th Percentile | 80th Percentile
5-20 MW | 30 | 319 | 2.19 | 2.07 | 1.81 | 2.62 | 5-20 MW | 18 | 228.31 | 1.62 | 1.56 | 1.36 | 2.01
20-100 MW | 96 | 6025.4 | 1.79 | 1.8 | 1.49 | 2.19 | 20-100 MW | 47 | 2663.92 | 1.53 | 1.58 | 1.29 | 1.85
100-250 MW | 78 | 12305.6 | 1.65 | 1.64 | 1.38 | 1.91 | 100-250 MW | 96 | 13683.22 | 1.28 | 1.19 | 1.07 | 1.45
250-600 MW | 23 | 7747.4 | 1.38 | 1.4 | 1.18 | 1.55 | 250-800 MW | 40 | 14396.51 | 1.1 | 1.11 | 0.96 | 1.26
Total | 227 | 26397.4 |  |  |  |  | Total | 201 | 30971.96
0.63014

## CapEx Trend by Region (PV only)
Installed costs by region and installation year
Sources: Berkeley Lab, Energy Information Administration
EIA Capex estimates for projects with 2024 COD are still preliminary both in scope and accuracy of individual data points and may not be representative of final numbers that will be published later by EIA.
Berkeley Lab did not include all preliminary data points after a data review and will provide revised estimates at a later update.
Some data points are suppressed to protect confidentiality (requiring at least 3 observations). Data below refers to Capex sample.
| Capacity-Weighted Mean Project Cost (2024 $/WAC) | [11 empty] | Capacity-Weighted Mean Project Cost (2024 $/WDC)
Commercial Operation Year | National | CAISO | ERCOT | Hawaii | ISO-NE | MISO | NYISO | PJM | SPP | Southeast (non-ISO) | West (non-ISO) | Commercial Operation Year | National | CAISO | ERCOT | HI | ISO-NE | MISO | NYISO | PJM | SPP | Southeast (non-ISO) | West (non-ISO)
2007 | 12.28 | [10 empty] | 2007 | 10.41
2008 | 5.69 | [10 empty] | 2008 | 4.69
2009 | 6.32 | [10 empty] | 2009 | 5.5
2010 | 5.89 | [6 empty] | 7.8 |  | 7.75 |  | 2010 | 4.89 | [6 empty] | 6.49 |  | 6.44
2011 | 5.55 | 5.1 | [5 empty] | 5.91 |  |  | 5.49 | 2011 | 4.6 | 4.09 | [5 empty] | 5.08 |  |  | 4.54
2012 | 4.74 | 4.14 | 5.17 |  |  |  |  | 5.23 |  | 4.67 | 5.29 | 2012 | 3.73 | 3.14 | 4.44 |  |  |  |  | 4.2 |  | 3.8 | 4.29
2013 | 4.93 | 4.9 |  |  |  | 3.98 |  |  |  | 4.84 | 5.13 | 2013 | 3.77 | 3.76 |  |  |  | 2.95 |  |  |  | 3.84 | 3.8
2014 | 4.74 | 4.88 | [5 empty] | 3.64 |  | 3.21 | 4.25 | 2014 | 3.67 | 3.77 | [5 empty] | 2.68 |  | 2.52 | 3.36
2015 | 3.91 | 4.72 | 3.58 |  |  | 4.69 |  | 3.28 |  | 2.86 | 3.24 | 2015 | 3.01 | 3.72 | 2.87 |  |  | 3.51 |  | 2.42 |  | 2.11 | 2.46
2016 | 3.02 | 3.3 |  |  |  | 3.01 |  | 3.22 | 2.48 | 2.55 | 2.87 | 2016 | 2.3 | 2.57 |  |  |  | 2.18 |  | 2.44 | 1.83 | 1.82 | 2.22
2017 | 2.74 | 3.41 | 2.54 | 5.14 | 3.13 | 2.81 |  | 2.55 | 2.53 | 2.47 | 2.79 | 2017 | 2.06 | 2.57 | 1.97 | 3.68 | 2.46 | 1.99 |  | 1.94 | 1.91 | 1.82 | 2.14
2018 | 2.31 | 3.19 | 1.72 |  | 2.78 | 1.57 |  | 2.9 |  | 1.79 | 2.56 | 2018 | 1.69 | 2.38 | 1.3 |  | 2.02 | 1.29 |  | 2.07 |  | 1.26 | 1.93
2019 | 1.97 | 2.23 | 1.92 | 3.59 | 2.45 |  | 2.51 | 2.18 | 1.55 | 1.58 | 1.99 | 2019 | 1.49 | 1.79 | 1.48 | 2.76 | 1.72 |  | 1.87 | 1.59 | 1.29 | 1.14 | 1.54
2020 | 1.76 | 1.94 | 1.49 |  | 2.74 | 1.84 | 2.45 | 2.16 | 1.82 | 1.62 | 2.01 | 2020 | 1.33 | 1.49 | 1.14 |  | 1.88 | 1.3 | 1.87 | 1.67 | 1.38 | 1.18 | 1.55
2021 | 1.65 | 1.89 | 1.65 |  | 2.3 | 1.6 |  | 1.72 |  | 1.63 | 1.43 | 2021 | 1.24 | 1.44 | 1.23 |  | 1.65 | 1.2 |  | 1.29 |  | 1.19 | 1.12
2022 | 1.59 | 1.63 | 1.38 |  | 1.76 | 1.71 | 2.36 | 1.88 |  | 1.64 | 1.44 | 2022 | 1.23 | 1.3 | 1.11 |  | 1.27 | 1.28 | 1.69 | 1.46 |  | 1.23 | 1.08
2023 | 1.59 | 1.55 | 1.35 |  |  | 1.64 | 2.23 | 1.82 | 1.65 | 1.64 | 1.51 | 2023 | 1.21 | 1.2 | 1.05 |  |  | 1.25 | 1.65 | 1.4 | 1.28 | 1.22 | 1.12
2024 | 1.61 | 1.6 | 1.38 |  |  | 1.78 | 2.24 | 1.74 | 1.66 | 1.7 | 1.46 | 2024 | 1.22 | 1.2 | 1.06 |  |  | 1.35 | 1.73 | 1.35 | 1.26 | 1.22 | 1.13
1.258%
Median Project Cost (2024 $/WAC) | [12 empty] | Median Project Cost (2024 $/WDC)
Commercial Operation Year | National | CAISO | ERCOT | Hawaii | ISO-NE | MISO | NYISO | PJM | SPP | Southeast (non-ISO) | West (non-ISO) | Commercial Operation Year | National | CAISO | ERCOT | Hawaii | ISO-NE | MISO | NYISO | PJM | SPP | Southeast (non-ISO) | West (non-ISO)
2007 | 12.35 | [10 empty] | 2007 | 10.45
2008 | 5.69 | [10 empty] | 2008 | 4.69
2009 | 6.14 | [10 empty] | 2009 | 5.41
2010 | 6.36 | [6 empty] | 6.51 |  | 8.04 |  | 2010 | 5.52 | [6 empty] | 5.46 |  | 6.31
2011 | 5.58 | 5.26 | [5 empty] | 6.03 |  |  | 5.23 | 2011 | 4.59 | 4.27 | [5 empty] | 5.33 |  |  | 4.54
2012 | 5.16 | 4.36 | 5.18 |  |  |  |  | 5.26 |  | 4.48 | 5.24 | 2012 | 4.18 | 3.38 | 4.43 |  |  |  |  | 4.21 |  | 3.56 | 4.21
2013 | 4.6 | 4.73 |  |  |  | 3.83 |  |  |  | 4.55 | 4.34 | 2013 | 3.6 | 3.66 |  |  |  | 2.77 |  |  |  | 3.59 | 3.25
2014 | 3.96 | 4.09 | [5 empty] | 3.53 |  | 2.56 | 3.88 | 2014 | 3.06 | 3.14 | [5 empty] | 2.76 |  | 2.03 | 3.08
2015 | 3.51 | 3.74 | 4.11 |  |  | 4.7 |  | 3.39 |  | 2.81 | 3.51 | 2015 | 2.67 | 2.89 | 3.31 |  |  | 3.53 |  | 2.48 |  | 2.06 | 2.57
2016 | 2.9 | 3.04 |  |  |  | 2.97 |  | 3.14 | 2.51 | 2.64 | 2.75 | 2016 | 2.23 | 2.32 |  |  |  | 2.2 |  | 2.44 | 1.84 | 1.98 | 2.22
2017 | 2.69 | 3.21 | 2.44 | 5.02 | 3.04 | 3.59 |  | 2.55 | 2.74 | 2.41 | 2.81 | 2017 | 2.04 | 2.37 | 1.8 | 3.52 | 2.41 | 2.36 |  | 1.95 | 1.95 | 1.8 | 2.11
2018 | 2.18 | 3.52 | 1.89 |  | 2.83 | 1.79 |  | 2.73 |  | 1.82 | 2.42 | 2018 | 1.61 | 2.58 | 1.39 |  | 2.03 | 1.4 |  | 2.4 |  | 1.37 | 1.86
2019 | 1.89 | 2.03 | 1.92 | 3.45 | 2.83 |  | 2.2 | 2.07 | 1.51 | 1.71 | 1.73 | 2019 | 1.48 | 1.62 | 1.39 | 2.66 | 1.9 |  | 1.57 | 1.54 | 1.3 | 1.21 | 1.34
2020 | 1.91 | 1.97 | 1.52 |  | 2.79 | 1.84 | 2.42 | 2.37 | 1.81 | 1.63 | 2.23 | 2020 | 1.44 | 1.45 | 1.13 |  | 1.86 | 1.45 | 1.78 | 1.81 | 1.49 | 1.17 | 1.78
2021 | 1.63 | 1.92 | 1.56 |  | 2.18 | 1.5 |  | 1.77 |  | 1.5 | 1.48 | 2021 | 1.24 | 1.41 | 1.14 |  | 1.55 | 1.18 |  | 1.32 |  | 1.11 | 1.11
2022 | 1.63 | 1.52 | 1.36 |  | 1.29 | 1.86 | 2.22 | 1.91 |  | 1.63 | 1.5 | 2022 | 1.27 | 1.26 | 1.03 |  | 0.99 | 1.38 | 1.65 | 1.49 |  | 1.26 | 1.15
2023 | 1.64 | 1.53 | 1.39 |  |  | 1.76 | 2.24 | 2.13 | 1.77 | 1.56 | 1.56 | 2023 | 1.27 | 1.17 | 1.1 |  |  | 1.38 | 1.65 | 1.68 | 1.39 | 1.18 | 1.14
2024 | 1.7 | 1.79 | 1.44 |  |  | 1.85 | 2.31 | 1.95 | 1.62 | 1.56 | 1.54 | 2024 | 1.28 | 1.43 | 1.11 |  |  | 1.43 | 1.86 | 1.53 | 1.29 | 1.14 | 1.29
Annual Capacity Additions (MWAC) | [11 empty] | Annual Capacity Additions (MWDC)
Commercial Operation Year | National | CAISO | ERCOT | Hawaii | ISO-NE | MISO | NYISO | PJM | SPP | Southeast (non-ISO) | West (non-ISO) | Commercial Operation Year | National | CAISO | ERCOT | Hawaii | ISO-NE | MISO | NYISO | PJM | SPP | Southeast (non-ISO) | West (non-ISO)
2007 | 19 | [10 empty] | 2007 | 22
2008 | 10 | [10 empty] | 2008 | 12
2009 | 46 | [10 empty] | 2009 | 53
2010 | 175 | [6 empty] | 23 |  | 40 |  | 2010 | 211 | [6 empty] | 28 |  | 48
2011 | 429 | 95 | [5 empty] | 66 |  |  | 201 | 2011 | 517 | 118 | [5 empty] | 77 |  |  | 243
2012 | 930 | 419 | 30 |  |  |  |  | 107 |  | 40 | 327 | 2012 | 1181 | 553 | 35 |  |  |  |  | 134 |  | 49 | 403
2013 | 1341 | 900 |  |  |  | 39 |  |  |  | 44 | 291 | 2013 | 1754 | 1171 |  |  |  | 52 |  |  |  | 55 | 393
2014 | 3144 | 2676 | [5 empty] | 102 |  | 62 | 255 | 2014 | 4064 | 3463 | [5 empty] | 139 |  | 79 | 322
2015 | 2868 | 1337 | 130 |  |  | 20 |  | 239 |  | 415 | 714 | 2015 | 3728 | 1697 | 162 |  |  | 27 |  | 324 |  | 563 | 940
2016 | 7387 | 3102 |  |  |  | 111 |  | 327 | 165 | 1333 | 2038 | 2016 | 9618 | 3982 |  |  |  | 152 |  | 430 | 224 | 1794 | 2634
2017 | 4046 | 529 | 651 | 46 | 27 | 273 |  | 464 | 19 | 1201 | 822 | 2017 | 5382 | 701 | 841 | 64 | 35 | 385 |  | 610 | 25 | 1628 | 1074
2018 | 3949 | 836 | 646 |  | 60 | 112 |  | 361 |  | 1377 | 495 | 2018 | 5399 | 1120 | 855 |  | 82 | 136 |  | 507 |  | 1960 | 655
2019 | 4525 | 979 | 488 | 129 | 94 |  | 65 | 456 | 16 | 1548 | 736 | 2019 | 6014 | 1221 | 633 | 169 | 134 |  | 87 | 625 | 19 | 2157 | 952
2020 | 9489 | 1755 | 2495 |  | 74 | 441 | 17 | 1052 | 30 | 2795 | 816 | 2020 | 12585 | 2278 | 3246 |  | 108 | 626 | 22 | 1363 | 40 | 3828 | 1055
2021 | 11265 | 1059 | 3319 |  | 189 | 898 |  | 1453 |  | 2558 | 1760 | 2021 | 15023 | 1392 | 4452 |  | 263 | 1192 |  | 1939 |  | 3502 | 2242
2022 | 9794 | 1968 | 2275 |  | 65 | 1059 | 94 | 882 |  | 2180 | 1263 | 2022 | 12661 | 2464 | 2837 |  | 90 | 1412 | 130 | 1136 |  | 2901 | 1680
2023 | 17773 | 2326 | 3516 |  |  | 2670 | 80 | 3244 | 140 | 3117 | 2594 | 2023 | 23036 | 3011 | 4202 |  |  | 3490 | 108 | 4221 | 180 | 4207 | 3502
2024 | 26397 | 1775 | 6806 |  |  | 5861 | 369 | 3261 | 211 | 4471 | 3611 | 2024 | 30972 | 1835 | 8563 |  |  | 6785 | 299 | 3880 | 276 | 6208 | 3099
Annual New Project Count | [11 empty] | Annual New Project Count
Commercial Operation Year | National | CAISO | ERCOT | Hawaii | ISO-NE | MISO | NYISO | PJM | SPP | Southeast (non-ISO) | West (non-ISO) | Commercial Operation Year | National | CAISO | ERCOT | Hawaii | ISO-NE | MISO | NYISO | PJM | SPP | Southeast (non-ISO) | West (non-ISO)
2007 | 2 | [9 empty] | 2 | 2007 | 2 | [9 empty] | 2
2008 | 1 | 1 | [9 empty] | 2008 | 1 | 1
2009 | 2 | 1 | [7 empty] | 1 |  | 2009 | 2 | 1 | [7 empty] | 1
2010 | 10 | 1 | 1 |  |  |  |  | 3 |  | 3 | 2 | 2010 | 10 | 1 | 1 |  |  |  |  | 3 |  | 3 | 2
2011 | 29 | 6 | 1 |  |  |  | 1 | 6 |  | 1 | 14 | 2011 | 29 | 6 | 1 |  |  |  | 1 | 6 |  | 1 | 14
2012 | 41 | 9 | 3 | 1 |  |  |  | 9 |  | 3 | 16 | 2012 | 41 | 9 | 3 | 1 |  |  |  | 9 |  | 3 | 16
2013 | 38 | 16 | 2 |  |  | 4 |  | 2 |  | 3 | 11 | 2013 | 38 | 16 | 2 |  |  | 4 |  | 2 |  | 3 | 11
2014 | 64 | 32 |  | 1 | 2 | 2 |  | 9 |  | 3 | 15 | 2014 | 64 | 32 |  | 1 | 2 | 2 |  | 9 |  | 3 | 15
2015 | 87 | 34 | 3 | 1 |  | 3 |  | 12 |  | 16 | 18 | 2015 | 87 | 34 | 3 | 1 |  | 3 |  | 12 |  | 16 | 18
2016 | 146 | 45 | 2 | 1 | 2 | 3 | 1 | 18 | 3 | 30 | 41 | 2016 | 145 | 45 | 2 | 1 | 2 | 3 | 1 | 18 | 3 | 29 | 41
2017 | 163 | 24 | 14 | 3 | 4 | 17 | 2 | 22 | 3 | 47 | 27 | 2017 | 163 | 24 | 14 | 3 | 4 | 17 | 2 | 22 | 3 | 47 | 27
2018 | 94 | 7 | 10 | 1 | 3 | 4 | 1 | 15 | 2 | 29 | 22 | 2018 | 94 | 7 | 10 | 1 | 3 | 4 | 1 | 15 | 2 | 29 | 22
2019 | 102 | 11 | 8 | 4 | 8 | 2 | 5 | 16 | 3 | 26 | 19 | 2019 | 102 | 11 | 8 | 4 | 8 | 2 | 5 | 16 | 3 | 26 | 19
2020 | 157 | 19 | 16 | 1 | 3 | 11 | 3 | 33 | 3 | 44 | 24 | 2020 | 157 | 19 | 16 | 1 | 3 | 11 | 3 | 33 | 3 | 44 | 24
2021 | 129 | 10 | 17 |  | 8 | 15 | 2 | 28 | 1 | 31 | 17 | 2021 | 129 | 10 | 17 |  | 8 | 15 | 2 | 28 | 1 | 31 | 17
2022 | 139 | 18 | 13 |  | 8 | 24 | 8 | 18 | 1 | 33 | 16 | 2022 | 139 | 18 | 13 |  | 8 | 24 | 8 | 18 | 1 | 33 | 16
2023 | 198 | 15 | 18 |  | 2 | 40 | 4 | 40 | 4 | 47 | 27 | 2023 | 197 | 15 | 17 |  | 2 | 40 | 4 | 40 | 4 | 47 | 27
2024 | 227 | 15 | 30 |  | 2 | 48 | 7 | 37 | 3 | 59 | 26 | 2024 | 201 | 12 | 29 |  | 1 | 42 | 5 | 33 | 3 | 59 | 17

## CapEx Trend by State (PV only)
Installed costs by state and installation year
Sources: Berkeley Lab, Energy Information Administration
EIA Capex estimates for projects with 2024 COD are still preliminary both in scope and accuracy of individual data points and may not be representative of final numbers that will be published later by EIA.
Berkeley Lab did not include all preliminary data points after a data review and will provide revised estimates at a later update.
Some data points are suppressed to protect confidentiality
| Capacity-Weighted Mean Project Cost (2024 $/WAC) | [49 empty] | Capacity-Weighted Mean Project Cost (2024 $/WDC)
Solar COD | National | AK | AL | AR | AZ | CA | CO | CT | DE | FL | GA | HI | IA | ID | IL | IN | KS | KY | LA | MA | MD | ME | MI | MN | MO | MS | MT | NC | NE | NJ | NM | NV | NY | OH | OK | OR | PA | RI | SC | SD | TN | TX | UT | VA | VT | WA | WI | WV | WY | Solar COD | National | AK | AL | AR | AZ | CA | CO | CT | DE | FL | GA | HI | IA | ID | IL | IN | KS | KY | LA | MA | MD | ME | MI | MN | MO | MS | MT | NC | NE | NJ | NM | NV | NY | OH | OK | OR | PA | RI | SC | SD | TN | TX | UT | VA | VT | WA | WI | WV | WY
2007 | 12.28 | [48 empty] | 2007 | 10.41
2008 | 5.69 | [48 empty] | 2008 | 4.69
2009 | 6.32 | [48 empty] | 2009 | 5.5
2010 | 5.89 | [48 empty] | 2010 | 4.89
2011 | 5.55 | AZ: 5.92; CA: 5.17; NJ: 6.23; NM: 4.78 | 2011 | 4.6 |  |  |  | 4.87 | 4.14 | [23 empty] | 5.35 | 3.95
2012 | 4.74 | AZ: 4.27; CA: 5.04; MD: 5.27; NJ: 5.46; NV: 4.51; TX: 5.17 | 2012 | 3.73 |  |  |  | 3.22 | 3.93 | [14 empty] | 3.91 | [8 empty] | 4.49 |  | 3.66 | [9 empty] | 4.44
2013 | 4.93 | AZ: 5.3; CA: 4.91; IN: 3.98 | 2013 | 3.77 |  |  |  | 3.83 | 3.78 | [9 empty] | 2.95
2014 | 4.74 | AZ: 5.49; CA: 4.77; NC: 3.38; NJ: 4; NM: 3.03 | 2014 | 3.67 |  |  |  | 4.07 | 3.72 | [21 empty] | 2.35 |  | 3.2 | 2.44
2015 | 3.91 | AZ: 3.26; CA: 4.79; GA: 2.84; IN: 4.69; NC: 3; NJ: 4.07; NM: 2.39; NV: 3.18; TX: 3.58 | 2015 | 3.01 |  |  |  | 2.4 | 3.76 |  |  |  |  | 2.04 |  |  |  |  | 3.51 | [11 empty] | 2.22 |  | 3.2 | 1.96 | 2.41 | [9 empty] | 2.87
2016 | 3.02 | AZ: 2.26; CA: 3.47; CO: 2.63; FL: 2.33; GA: 2.63; IN: 2.78; MD: 3.5; NC: 2.58; NJ: 3.94; NM: 2.48; NV: 3.15; OR: 3.26; UT: 2.36; VA: 3.14 | 2016 | 2.3 |  |  |  | 1.71 | 2.76 | 2.06 |  |  | 1.42 | 1.92 |  |  |  |  | 2.1 |  |  |  |  | 2.75 | [6 empty] | 1.98 |  | 3.2 | 1.83 | 2.32 |  |  |  | 2.45 | [6 empty] | 1.82 | 2.38
2017 | 2.74 | AL: 2.18; AZ: 2.52; CA: 3.25; FL: 2.77; HI: 5.14; ID: 3.04; IN: 2.49; MA: 3.17; MN: 3.04; MS: 2.73; NC: 2.6; NJ: 3.57; NV: 2.98; OR: 2.37; SC: 1.87; TX: 2.54; VA: 2.41 | 2017 | 2.06 |  | 1.6 |  | 1.84 | 2.48 |  |  |  | 2.04 |  | 3.68 |  | 2.27 |  | 1.84 |  |  |  | 2.65 |  |  |  | 2.07 |  | 1.96 |  | 1.93 |  | 2.99 |  | 2.28 |  |  |  | 1.81 |  |  | 1.37 |  |  | 1.97 |  | 1.83
2018 | 2.31 | CA: 3.14; FL: 1.5; NC: 2.45; NJ: 3.37; NM: 2.12; OR: 2.58; SC: 2.09; TX: 1.72; VA: 2.26 | 2018 | 1.69 |  |  |  |  | 2.35 |  |  |  | 1.04 | [17 empty] | 1.69 |  | 2.7 | 1.7 |  |  |  |  | 1.93 |  |  | 1.47 |  |  | 1.3 |  | 1.71
2019 | 1.97 | CA: 2.4; FL: 1.61; GA: 1.42; HI: 3.59; IN: 1.78; NC: 2.05; NJ: 3.59; NM: 1.52; NV: 1.67; NY: 2.51; OR: 2.42; RI: 1.72; SC: 1.76; TX: 1.92 | 2019 | 1.49 |  |  |  |  | 1.91 |  |  |  | 1.18 | 0.98 | 2.76 |  |  |  | 1.4 | [11 empty] | 1.5 |  | 2.88 | 1.16 | 1.32 | 1.87 |  |  | 1.83 |  | 1.41 | 1.27 |  |  | 1.48
2020 | 1.76 | AZ: 1.7; CA: 1.94; FL: 1.49; GA: 1.67; IN: 1.69; MI: 2.22; NC: 2.38; NJ: 2.8; NV: 1.94; NY: 2.45; OR: 3.27; PA: 1.84; SC: 1.98; TX: 1.49; UT: 1.92; VA: 2; WI: 1.65 | 2020 | 1.33 |  |  |  | 1.36 | 1.49 |  |  |  | 1.08 | 1.25 |  |  |  |  | 1.25 | [6 empty] | 1.55 |  |  |  |  | 1.77 |  | 2.15 |  | 1.56 | 1.87 |  |  | 2.23 | 1.44 |  | 1.43 |  |  | 1.14 | 1.5 | 1.56 |  |  | 1.17
2021 | 1.65 | AZ: 1.45; CA: 1.8; CO: 1.69; FL: 1.27; GA: 1.95; IL: 1.55; IN: 1.61; ME: 2.23; NC: 1.73; NV: 1.52; OH: 1.61; OR: 0.91; TX: 1.65; UT: 1.42; VA: 1.89; WI: 1.59 | 2021 | 1.24 |  |  |  | 1.18 | 1.37 | 1.32 |  |  | 0.95 | 1.39 |  |  |  | 1.18 | 1.22 | [5 empty] | 1.54 | [5 empty] | 1.23 |  |  |  | 1.18 |  | 1.23 |  | 0.77 | [5 empty] | 1.23 | 1.06 | 1.42 |  |  | 1.21
2022 | 1.59 | AZ: 1.42; CA: 1.63; FL: 1.44; GA: 2.1; IA: 1.84; IN: 2.72; ME: 1.22; MI: 1.85; MN: 2.17; NC: 1.7; NM: 1.56; NY: 2.36; SC: 1.82; TX: 1.38; VA: 1.9; WI: 1.77 | 2022 | 1.23 |  |  |  | 1.14 | 1.3 |  |  |  | 1.09 | 1.61 |  | 1.54 |  |  | 2.07 | [5 empty] | 0.83 | 1.31 | 1.77 |  |  |  | 1.22 |  |  | 1.14 |  | 1.69 | [5 empty] | 1.34 |  |  | 1.11 |  | 1.47 |  |  | 1.35
2023 | 1.59 | AR: 1.42; AZ: 1.79; CA: 1.55; CO: 1.22; FL: 1.4; GA: 2.23; IL: 1.61; IN: 1.41; MI: 2; MN: 1.48; NC: 1.96; NM: 1.45; NV: 1.45; NY: 2.23; OH: 1.5; PA: 2.24; SC: 1.76; TN: 2.15; TX: 1.37; VA: 2.14; WI: 1.75 | 2023 | 1.21 |  |  | 1.13 | 1.21 | 1.2 | 0.99 |  |  | 1.04 | 1.61 |  |  |  | 1.31 | 1.09 | [6 empty] | 1.42 | 1.26 |  |  |  | 1.34 |  |  | 1.03 | 1.08 | 1.65 | 1.13 |  |  | 1.79 |  | 1.28 |  | 1.67 | 1.06 |  | 1.67 |  |  | 1.36
2024 | 1.61 | AR: 1.65; AZ: 1.46; CA: 1.57; CO: 1.82; FL: 1.56; GA: 1.68; IA: 1.64; IL: 1.94; IN: 1.61; LA: 1.66; MI: 2.18; MN: 1.81; MS: 2; NM: 1.44; NV: 1.08; NY: 2.24; OH: 1.68; PA: 2.1; TX: 1.38; UT: 1.8; VA: 1.92; WI: 1.77; WV: 1.9 | 2024 | 1.22 |  |  | 1.15 | 1.09 | 1.19 |  |  |  | 1.13 | 1.19 |  | 1.29 |  | 1.47 | 1.25 |  |  | 1.44 |  |  |  | 1.57 | 1.47 |  | 1.43 | [5 empty] | 0.83 | 1.73 | 1.29 |  |  | 1.63 |  |  |  |  | 1.07 | 1.37 | 1.52 |  |  | 1.38 | 1.5
| Median Project Cost (2024 $/WAC) | [49 empty] | Median Project Cost (2024 $/WDC)
Solar COD | National | AK | AL | AR | AZ | CA | CO | CT | DE | FL | GA | HI | IA | ID | IL | IN | KS | KY | LA | MA | MD | ME | MI | MN | MO | MS | MT | NC | NE | NJ | NM | NV | NY | OH | OK | OR | PA | RI | SC | SD | TN | TX | UT | VA | VT | WA | WI | WV | WY | Solar COD | National | AK | AL | AR | AZ | CA | CO | CT | DE | FL | GA | HI | IA | ID | IL | IN | KS | KY | LA | MA | MD | ME | MI | MN | MO | MS | MT | NC | NE | NJ | NM | NV | NY | OH | OK | OR | PA | RI | SC | SD | TN | TX | UT | VA | VT | WA | WI | WV | WY
2007 | 12.35 | [48 empty] | 2007 | 10.45
2008 | 5.69 | [48 empty] | 2008 | 4.69
2009 | 6.14 | [48 empty] | 2009 | 5.41
2010 | 6.36 | [48 empty] | 2010 | 5.52
2011 | 5.58 | AZ: 5.82; CA: 5.36; NJ: 6.27; NM: 4.84 | 2011 | 4.59 |  |  |  | 4.68 | 4.29 | [23 empty] | 5.33 | 3.94
2012 | 5.16 | AZ: 5.14; CA: 5.13; MD: 4.82; NJ: 5.65; NV: 4.49; TX: 5.18 | 2012 | 4.18 |  |  |  | 4.03 | 3.94 | [14 empty] | 3.99 | [8 empty] | 4.52 |  | 3.71 | [9 empty] | 4.43
2013 | 4.6 | AZ: 4.81; CA: 4.73; IN: 3.83 | 2013 | 3.6 |  |  |  | 3.4 | 3.66 | [9 empty] | 2.77
2014 | 3.96 | AZ: 4.91; CA: 4.09; NC: 3.36; NJ: 3.61; NM: 2.66 | 2014 | 3.06 |  |  |  | 3.74 | 3.16 | [21 empty] | 2.39 |  | 2.98 | 2.17
2015 | 3.51 | AZ: 3.61; CA: 3.84; GA: 2.89; IN: 4.7; NC: 3.04; NJ: 3.95; NM: 2.41; NV: 3.41; TX: 4.11 | 2015 | 2.67 |  |  |  | 2.6 | 2.96 |  |  |  |  | 2 |  |  |  |  | 3.53 | [11 empty] | 2.15 |  | 3.03 | 1.96 | 2.71 | [9 empty] | 3.31
2016 | 2.9 | AZ: 2.53; CA: 3.08; CO: 2.69; FL: 2.34; GA: 2.83; IN: 2.97; MD: 3.24; NC: 2.63; NJ: 3.75; NM: 2.51; NV: 2.99; OR: 2.92; UT: 2.35; VA: 2.97 | 2016 | 2.23 |  |  |  | 1.98 | 2.39 | 2.07 |  |  | 1.42 | 2.04 |  |  |  |  | 2.21 |  |  |  |  | 2.47 | [6 empty] | 2.02 |  | 3.25 | 1.84 | 2.31 |  |  |  | 2.23 | [6 empty] | 1.83 | 2.22
2017 | 2.69 | AL: 3.46; AZ: 2.41; CA: 3.16; FL: 2.86; HI: 5.02; ID: 3.08; IN: 1.92; MA: 3.02; MN: 3.59; MS: 2.44; NC: 2.5; NJ: 3.4; NV: 2.94; OR: 2.58; SC: 1.77; TX: 2.44; VA: 2.41 | 2017 | 2.04 |  | 2.8 |  | 1.75 | 2.36 |  |  |  | 2.14 |  | 3.52 |  | 2.31 |  | 1.55 |  |  |  | 2.58 |  |  |  | 2.36 |  | 1.81 |  | 1.87 |  | 2.79 |  | 2.2 |  |  |  | 1.92 |  |  | 1.27 |  |  | 1.8 |  | 1.79
2018 | 2.18 | CA: 3.45; FL: 1.43; NC: 2.23; NJ: 3.19; NM: 1.99; OR: 2.38; SC: 1.99; TX: 1.89; VA: 2.18 | 2018 | 1.61 |  |  |  |  | 2.54 |  |  |  | 0.94 | [17 empty] | 1.52 |  | 2.57 | 1.61 |  |  |  |  | 1.83 |  |  | 1.37 |  |  | 1.39 |  | 1.7
2019 | 1.89 | CA: 2.03; FL: 1.75; GA: 1.35; HI: 3.45; IN: 1.78; NC: 1.99; NJ: 3.48; NM: 1.51; NV: 1.95; NY: 2.2; OR: 2.7; RI: 2.02; SC: 1.78; TX: 1.92 | 2019 | 1.48 |  |  |  |  | 1.66 |  |  |  | 1.27 | 0.94 | 2.66 |  |  |  | 1.37 | [11 empty] | 1.48 |  | 2.65 | 1.19 | 1.51 | 1.57 |  |  | 1.98 |  | 1.6 | 1.34 |  |  | 1.39
2020 | 1.91 | AZ: 1.56; CA: 1.97; FL: 1.43; GA: 1.84; IN: 1.71; MI: 2.49; NC: 2.22; NJ: 2.71; NV: 1.95; NY: 2.42; OR: 3.36; PA: 1.78; SC: 1.97; TX: 1.52; UT: 1.81; VA: 1.96; WI: 1.84 | 2020 | 1.44 |  |  |  | 1.21 | 1.45 |  |  |  | 1.06 | 1.29 |  |  |  |  | 1.25 | [6 empty] | 1.82 |  |  |  |  | 1.63 |  | 2.37 |  | 1.49 | 1.78 |  |  | 2.34 | 1.33 |  | 1.43 |  |  | 1.13 | 1.4 | 1.57 |  |  | 1.45
2021 | 1.63 | AZ: 1.57; CA: 1.9; CO: 2.31; FL: 1.2; GA: 2.75; IL: 1.5; IN: 1.49; ME: 2.03; NC: 1.72; NV: 1.58; OH: 1.49; OR: 0.77; TX: 1.56; UT: 1.45; VA: 1.79; WI: 1.58 | 2021 | 1.24 |  |  |  | 1.17 | 1.41 | 1.71 |  |  | 0.97 | 1.92 |  |  |  | 1.18 | 1.11 | [5 empty] | 1.51 | [5 empty] | 1.3 |  |  |  | 1.21 |  | 1.16 |  | 0.66 | [5 empty] | 1.14 | 1.03 | 1.36 |  |  | 1.24
2022 | 1.63 | AZ: 1.41; CA: 1.4; FL: 1.51; GA: 2.22; IA: 1.87; IN: 2.55; ME: 1.22; MI: 1.99; MN: 2.21; NC: 1.84; NM: 1.76; NY: 2.22; SC: 1.84; TX: 1.36; VA: 1.87; WI: 1.76 | 2022 | 1.27 |  |  |  | 1.12 | 1.26 |  |  |  | 1.18 | 1.76 |  | 1.59 |  |  | 1.93 | [5 empty] | 0.81 | 1.53 | 1.79 |  |  |  | 1.31 |  |  | 1.17 |  | 1.65 | [5 empty] | 1.42 |  |  | 1.03 |  | 1.49 |  |  | 1.33
2023 | 1.64 | AR: 1.4; AZ: 1.79; CA: 1.53; CO: 1.35; FL: 1.37; GA: 1.91; IL: 1.72; IN: 1.52; MI: 2.2; MN: 1.53; NC: 2; NM: 1.49; NV: 1.54; NY: 2.24; OH: 1.72; PA: 2.33; SC: 1.75; TN: 2.73; TX: 1.41; VA: 2.21; WI: 1.79 | 2023 | 1.27 |  |  | 1.09 | 1.28 | 1.16 | 1.05 |  |  | 1.03 | 1.37 |  |  |  | 1.39 | 1.13 | [6 empty] | 1.67 | 1.38 |  |  |  | 1.49 |  |  | 1.12 | 1.06 | 1.65 | 1.19 |  |  | 1.79 |  | 1.26 |  | 2.06 | 1.1 |  | 1.68 |  |  | 1.42
2024 | 1.7 | AR: 1.66; AZ: 1.57; CA: 1.62; CO: 2.62; FL: 1.54; GA: 2.49; IA: 1.8; IL: 1.97; IN: 1.79; LA: 1.79; MI: 2.18; MN: 2.08; MS: 1.99; NM: 1.38; NV: 1.35; NY: 2.31; OH: 1.7; PA: 2.1; TX: 1.44; UT: 1.82; VA: 2.02; WI: 1.83; WV: 1.89 | 2024 | 1.28 |  |  | 1.15 | 1.11 | 1.29 |  |  |  | 1.12 | 1.87 |  | 1.45 |  | 1.55 | 1.3 |  |  | 1.43 |  |  |  | 1.56 | 1.55 |  | 1.46 | [5 empty] | 1.01 | 1.86 | 1.3 |  |  | 1.66 |  |  |  |  | 1.13 | 1.39 | 1.68 |  |  | 1.42 | 1.46
| $/WAC Cost Sample Project Capacity | [49 empty] | $/WDC Cost Sample Project Capacity
Solar COD | National | AK | AL | AR | AZ | CA | CO | CT | DE | FL | GA | HI | IA | ID | IL | IN | KS | KY | LA | MA | MD | ME | MI | MN | MO | MS | MT | NC | NE | NJ | NM | NV | NY | OH | OK | OR | PA | RI | SC | SD | TN | TX | UT | VA | VT | WA | WI | WV | WY | Solar COD | National | AK | AL | AR | AZ | CA | CO | CT | DE | FL | GA | HI | IA | ID | IL | IN | KS | KY | LA | MA | MD | ME | MI | MN | MO | MS | MT | NC | NE | NJ | NM | NV | NY | OH | OK | OR | PA | RI | SC | SD | TN | TX | UT | VA | VT | WA | WI | WV | WY
2007 | 19 | [48 empty] | 2007 | 22
2008 | 10 | [48 empty] | 2008 | 12
2009 | 46 | [48 empty] | 2009 | 53
2010 | 175 | [48 empty] | 2010 | 211
2011 | 429 | AZ: 97; CA: 122; NJ: 48; NM: 41 | 2011 | 517 |  |  |  | 118 | 152 | [23 empty] | 56 | 50
2012 | 930 | AZ: 269; CA: 250; MD: 38; NJ: 27; NV: 186; TX: 30 | 2012 | 1181 |  |  |  | 357 | 320 | [14 empty] | 52 | [8 empty] | 33 |  | 229 | [9 empty] | 35
2013 | 1341 | AZ: 217; CA: 929; IN: 39 | 2013 | 1754 |  |  |  | 300 | 1206 | [9 empty] | 52
2014 | 3144 | AZ: 406; CA: 2402; NC: 59; NJ: 43; NM: 75 | 2014 | 4064 |  |  |  | 547 | 3085 | [21 empty] | 86 |  | 54 | 93
2015 | 2868 | AZ: 121; CA: 1346; GA: 177; IN: 20; NC: 420; NJ: 41; NM: 40; NV: 349; TX: 130 | 2015 | 3728 |  |  |  | 165 | 1714 |  |  |  |  | 246 |  |  |  |  | 27 | [11 empty] | 568 |  | 53 | 49 | 462 | [9 empty] | 162
2016 | 7387 | AZ: 371; CA: 2963; CO: 225; FL: 229; GA: 724; IN: 16; MD: 39; NC: 349; NJ: 51; NM: 165; NV: 708; OR: 73; UT: 680; VA: 137 | 2016 | 9618 |  |  |  | 491 | 3736 | 287 |  |  | 376 | 925 |  |  |  |  | 21 |  |  |  |  | 50 | [6 empty] | 456 |  | 62 | 224 | 960 |  |  |  | 97 | [6 empty] | 882 | 180
2017 | 4046 | AL: 107; AZ: 87; CA: 696; FL: 175; HI: 46; ID: 120; IN: 30; MA: 17; MN: 156; MS: 155; NC: 675; NJ: 39; NV: 290; OR: 104; SC: 223; TX: 651; VA: 271 | 2017 | 5382 |  | 146 |  | 120 | 913 |  |  |  | 237 |  | 64 |  | 160 |  | 41 |  |  |  | 21 |  |  |  | 229 |  | 216 |  | 910 |  | 46 |  | 378 |  |  |  | 136 |  |  | 305 |  |  | 841 |  | 356
2018 | 3949 | CA: 981; FL: 875; NC: 472; NJ: 54; NM: 33; OR: 82; SC: 71; TX: 646; VA: 58 | 2018 | 5399 |  |  |  |  | 1309 |  |  |  | 1262 | [17 empty] | 682 |  | 67 | 41 |  |  |  |  | 109 |  |  | 101 |  |  | 855 |  | 77
2019 | 4525 | CA: 999; FL: 743; GA: 412; HI: 129; IN: 20; NC: 297; NJ: 21; NM: 100; NV: 410; NY: 65; OR: 73; RI: 48; SC: 270; TX: 488 | 2019 | 6014 |  |  |  |  | 1255 |  |  |  | 1008 | 594 | 169 |  |  |  | 25 | [11 empty] | 407 |  | 26 | 131 | 519 | 87 |  |  | 96 |  | 59 | 374 |  |  | 633
2020 | 9489 | AZ: 290; CA: 1610; FL: 1639; GA: 667; IN: 24; MI: 105; NC: 281; NJ: 66; NV: 155; NY: 17; OR: 115; PA: 65; SC: 426; TX: 2495; UT: 279; VA: 665; WI: 164 | 2020 | 12585 |  |  |  | 363 | 2095 |  |  |  | 2260 | 893 |  |  |  |  | 32 | [6 empty] | 150 |  |  |  |  | 379 |  | 86 |  | 192 | 22 |  |  | 168 | 83 |  | 587 |  |  | 3246 | 358 | 854 |  |  | 231
2021 | 11265 | AZ: 380; CA: 1069; CO: 351; FL: 1104; GA: 866; IL: 418; IN: 328; ME: 113; NC: 522; NV: 631; OH: 364; OR: 128; TX: 3319; UT: 260; VA: 647; WI: 270 | 2021 | 15023 |  |  |  | 468 | 1405 | 451 |  |  | 1483 | 1216 |  |  |  | 548 | 434 | [5 empty] | 165 | [5 empty] | 731 |  |  |  | 810 |  | 477 |  | 150 | [5 empty] | 4452 | 349 | 860 |  |  | 357
2022 | 9794 | AZ: 212; CA: 1988; FL: 1112; GA: 547; IA: 131; IN: 19; ME: 21; MI: 154; MN: 21; NC: 186; NM: 114; NY: 94; SC: 188; TX: 2275; VA: 646; WI: 266 | 2022 | 12661 |  |  |  | 266 | 2489 |  |  |  | 1471 | 714 |  | 157 |  |  | 25 | [5 empty] | 31 | 217 | 26 |  |  |  | 259 |  |  | 157 |  | 130 | [5 empty] | 256 |  |  | 2837 |  | 834 |  |  | 349
2023 | 17773 | AR: 455; AZ: 776; CA: 2126; CO: 835; FL: 1796; GA: 462; IL: 322; IN: 633; MI: 252; MN: 110; NC: 499; NM: 278; NV: 454; NY: 80; OH: 1277; PA: 514; SC: 212; TN: 205; TX: 3666; VA: 757; WI: 857 | 2023 | 23036 |  |  | 569 | 1153 | 2761 | 1022 |  |  | 2407 | 641 |  |  |  | 395 | 822 | [6 empty] | 355 | 129 |  |  |  | 729 |  |  | 389 | 608 | 108 | 1693 |  |  | 643 |  | 294 |  | 265 | 4404 |  | 973 |  |  | 1100
2024 | 26397 | AR: 927; AZ: 942; CA: 1994; CO: 161; FL: 3154; GA: 638; IA: 400; IL: 1546; IN: 1201; LA: 708; MI: 179; MN: 328; MS: 781; NM: 1190; NV: 286; NY: 369; OH: 1349; PA: 177; TX: 6906; UT: 355; VA: 810; WI: 418; WV: 124 | 2024 | 30972 |  |  | 1050 | 1263 | 1926 |  |  |  | 4343 | 904 |  | 433 |  | 1757 | 1547 |  |  | 525 |  |  |  | 249 | 404 |  | 1097 | [5 empty] | 362 | 299 | 1752 |  |  | 229 |  |  |  |  | 8697 | 360 | 742 |  |  | 522 | 149
| $/WAC Cost Sample Project Count | [49 empty] | $/WDC Cost Sample Project Count
Solar COD | National | AK | AL | AR | AZ | CA | CO | CT | DE | FL | GA | HI | IA | ID | IL | IN | KS | KY | LA | MA | MD | ME | MI | MN | MO | MS | MT | NC | NE | NJ | NM | NV | NY | OH | OK | OR | PA | RI | SC | SD | TN | TX | UT | VA | VT | WA | WI | WV | WY | Solar COD | National | AK | AL | AR | AZ | CA | CO | CT | DE | FL | GA | HI | IA | ID | IL | IN | KS | KY | LA | MA | MD | ME | MI | MN | MO | MS | MT | NC | NE | NJ | NM | NV | NY | OH | OK | OR | PA | RI | SC | SD | TN | TX | UT | VA | VT | WA | WI | WV | WY
2007 | 2 | [48 empty] | 2007 | 2 | [5 empty] | 1 | [24 empty] | 1 | bar: CO; NV
2008 | 1 | [48 empty] | 2008 | 1 | [30 empty] | 1 | bar: NV
2009 | 2 | [48 empty] | 2009 | 2 |  |  |  |  | 1 |  |  |  | 1 | bar: CA; FL
2010 | 10 | CO: 1; FL: 2; IL: 1; NC: 1; NJ: 1; NM: 1; NV: 1; OH: 1; TX: 1 | 2010 | 10 | [5 empty] | 1 |  |  | 2 |  |  |  |  | 1 | [12 empty] | 1 |  | 1 | 1 | 1 |  | 1 | [7 empty] | 1
2011 | 29 | AZ: 6; CA: 8; CO: 2; DE: 1; FL: 1; NJ: 4; NM: 4; NY: 1; OH: 1; TX: 1 | 2011 | 29 |  |  |  | 6 | 8 | 2 |  | 1 | 1 | [19 empty] | 4 | 4 |  | 1 | 1 | [7 empty] | 1
2012 | 41 | AZ: 7; CA: 12; CO: 1; DE: 1; HI: 1; IL: 1; MD: 3; NC: 2; NJ: 3; NM: 1; NV: 4; PA: 1; TN: 1; TX: 3 | 2012 | 41 |  |  |  | 7 | 12 | 1 |  | 1 |  |  | 1 |  |  | 1 | [5 empty] | 3 | [6 empty] | 2 |  | 3 | 1 | 4 |  |  |  |  | 1 |  |  |  | 1 | 3
2013 | 38 | AZ: 6; CA: 18; GA: 2; IN: 4; NC: 1; NJ: 2; NM: 2; NV: 1; TX: 2 | 2013 | 38 |  |  |  | 6 | 18 |  |  |  |  | 2 |  |  |  |  | 4 | [11 empty] | 1 |  | 2 | 2 | 1 | [9 empty] | 2
2014 | 64 | AZ: 7; CA: 33; GA: 1; HI: 1; IN: 2; MA: 2; NC: 3; NJ: 6; NM: 4; NV: 2; TN: 2; TX: 1 | 2014 | 64 |  |  |  | 7 | 33 |  |  |  |  | 1 | 1 |  |  |  | 2 |  |  |  | 2 | [7 empty] | 3 |  | 6 | 4 | 2 | [8 empty] | 2 | 1
2015 | 87 | AR: 1; AZ: 4; CA: 36; CO: 1; FL: 1; GA: 6; HI: 1; IN: 3; MD: 1; NC: 16; NJ: 4; NM: 4; NV: 4; TX: 3; UT: 2 | 2015 | 87 |  |  | 1 | 4 | 36 | 1 |  |  | 1 | 6 | 1 |  |  |  | 3 |  |  |  |  | 1 | [6 empty] | 16 |  | 4 | 4 | 4 | [9 empty] | 3 | 2
2016 | 146 | AL: 1; AZ: 6; CA: 48; CO: 7; FL: 4; GA: 14; HI: 1; ID: 2; IN: 3; KY: 1; MA: 2; MD: 3; MN: 1; NC: 9; NJ: 7; NM: 3; NV: 5; NY: 1; OR: 8; SC: 2; TN: 2; TX: 2; UT: 10; VA: 4 | 2016 | 145 |  | 1 |  | 6 | 48 | 7 |  |  | 4 | 13 | 1 |  | 2 |  | 3 |  | 1 |  | 2 | 3 |  |  | 1 |  |  |  | 9 |  | 7 | 3 | 5 | 1 |  |  | 8 |  |  | 2 |  | 2 | 2 | 10 | 4
2017 | 163 | AL: 4; AZ: 3; CA: 28; CO: 1; FL: 7; HI: 3; ID: 6; IN: 3; KY: 1; MA: 3; ME: 1; MI: 2; MN: 13; MO: 1; MS: 3; NC: 22; NE: 1; NJ: 4; NM: 2; NV: 5; NY: 2; OH: 1; OK: 1; OR: 6; SC: 14; TN: 2; TX: 14; VA: 10 | 2017 | 163 |  | 4 |  | 3 | 28 | 1 |  |  | 7 |  | 3 |  | 6 |  | 3 |  | 1 |  | 3 |  | 1 | 2 | 13 | 1 | 3 |  | 22 | 1 | 4 | 2 | 5 | 2 | 1 | 1 | 6 |  |  | 14 |  | 2 | 14 |  | 10
2018 | 94 | AL: 1; AR: 1; AZ: 2; CA: 10; CO: 1; CT: 2; FL: 13; GA: 1; HI: 1; IN: 1; MD: 2; MI: 2; MN: 1; MO: 1; NC: 9; NJ: 6; NM: 4; NV: 1; NY: 1; OK: 1; OR: 9; SC: 5; TN: 2; TX: 10; VA: 4; VT: 1; WA: 1; WY: 1 | 2018 | 94 |  | 1 | 1 | 2 | 10 | 1 | 2 |  | 13 | 1 | 1 |  |  |  | 1 |  |  |  |  | 2 |  | 2 | 1 | 1 |  |  | 9 |  | 6 | 4 | 1 | 1 |  | 1 | 9 |  |  | 5 |  | 2 | 10 |  | 4 | 1 | 1 |  |  | 1
2019 | 102 | AR: 2; AZ: 1; CA: 12; CO: 2; CT: 1; FL: 13; GA: 4; HI: 4; IN: 3; KS: 1; MA: 2; MD: 1; MS: 1; NC: 7; NJ: 3; NM: 6; NV: 4; NY: 5; OH: 2; OR: 4; PA: 1; RI: 3; SC: 7; TX: 8; UT: 1; VA: 2; VT: 2 | 2019 | 102 |  |  | 2 | 1 | 12 | 2 | 1 |  | 13 | 4 | 4 |  |  |  | 3 | 1 |  |  | 2 | 1 |  |  |  |  | 1 |  | 7 |  | 3 | 6 | 4 | 5 | 2 |  | 4 | 1 | 3 | 7 |  |  | 8 | 1 | 2 | 2
2020 | 157 | AR: 1; AZ: 3; CA: 19; CO: 2; CT: 1; FL: 22; GA: 7; HI: 1; IN: 3; KS: 1; LA: 2; MA: 1; MD: 2; ME: 1; MI: 4; NC: 8; NJ: 6; NM: 1; NV: 4; NY: 3; OK: 2; OR: 11; PA: 4; SC: 12; TX: 16; UT: 3; VA: 14; WI: 3 | 2020 | 157 |  |  | 1 | 3 | 19 | 2 | 1 |  | 22 | 7 | 1 |  |  |  | 3 | 1 |  | 2 | 1 | 2 | 1 | 4 |  |  |  |  | 8 |  | 6 | 1 | 4 | 3 |  | 2 | 11 | 4 |  | 12 |  |  | 16 | 3 | 14 |  |  | 3
2021 | 129 | AL: 1; AR: 1; AZ: 3; CA: 10; CO: 4; CT: 2; FL: 15; GA: 8; IL: 5; IN: 9; MA: 2; MD: 1; ME: 4; MI: 2; MN: 1; MO: 1; NC: 10; NV: 4; NY: 2; OH: 3; OR: 3; TN: 1; TX: 17; UT: 3; VA: 14; WI: 3 | 2021 | 129 |  | 1 | 1 | 3 | 10 | 4 | 2 |  | 15 | 8 |  |  |  | 5 | 9 |  |  |  | 2 | 1 | 4 | 2 | 1 | 1 |  |  | 10 |  |  |  | 4 | 2 | 3 |  | 3 |  |  |  |  | 1 | 17 | 3 | 14 |  |  | 3
2022 | 139 |  |  | 1 | 3 | 19 | 2 | 1 | 1 | 16 | 5 |  | 3 | 1 | 2 | 3 |  | 1 | 1 | 2 | 2 | 3 | 5 | 3 | 2 | 1 |  | 6 | 1 | 1 | 3 | 2 | 8 |  |  | 1 | 1 | 2 | 5 |  | 2 | 13 | 1 | 10 |  | 1 | 5 |  |  | 2022 | 139 |  |  | 1 | 3 | 19 | 2 | 1 | 1 | 16 | 5 |  | 3 | 1 | 2 | 3 |  | 1 | 1 | 2 | 2 | 3 | 5 | 3 | 2 | 1 |  | 6 | 1 | 1 | 3 | 2 | 8 |  |  | 1 | 1 | 2 | 5 |  | 2 | 13 | 1 | 10 |  | 1 | 5
2023 | 198 | 1 | 2 | 3 | 6 | 14 | 5 |  |  | 25 | 7 |  |  | 1 | 4 | 5 |  |  | 2 |  | 1 |  | 9 | 3 | 1 | 1 | 2 | 9 |  |  | 6 | 6 | 4 | 7 |  | 2 | 10 | 2 | 4 | 1 | 3 | 19 | 2 | 15 |  |  | 16 |  |  | 2023 | 197 | 1 | 2 | 3 | 6 | 14 | 5 |  |  | 25 | 7 |  |  | 1 | 4 | 5 |  |  | 2 |  | 1 |  | 9 | 3 | 1 | 1 | 2 | 9 |  |  | 6 | 6 | 4 | 7 |  | 2 | 10 | 2 | 4 | 1 | 3 | 18 | 2 | 15 |  |  | 16
2024 | 227 |  | 1 | 7 | 5 | 15 | 3 | 1 |  | 43 | 7 |  | 4 | 1 | 9 | 7 |  | 2 | 5 |  | 1 | 1 | 3 | 4 | 2 | 7 |  | 2 | 2 |  | 5 | 4 | 7 | 7 | 1 |  | 10 |  | 2 | 1 | 1 | 31 | 5 | 10 |  | 1 | 5 | 4 | 1 | 2024 | 201 |  | 1 | 6 | 5 | 11 | 1 |  |  | 43 | 7 |  | 3 | 1 | 8 | 7 |  | 2 | 4 |  | 1 | 1 | 3 | 4 | 2 | 7 |  | 2 | 2 |  | 2 | 3 | 5 | 7 | 1 |  | 10 |  | 2 | 1 | 1 | 30 | 4 | 7 |  | 1 | 3 | 3

## Capex Trend (PV+Storage)
Installed costs for PV standalone and PV+storage projects (no retrofits)
Sources: Berkeley Lab, Energy Information Administration
EIA Capex estimates for projects with 2024 COD are still preliminary both in scope and accuracy of individual data points and may not be representative of final numbers that will be published later by EIA.
Berkeley Lab did not include all preliminary data points after a data review and will provide revised estimates at a later update.
Berkeley Lab has at times more cost estimates for total system costs for hybrids than for individual solar and storage components (shown in the right most column)
10 Storage projects with storage capacity ratio >1 and 37 storage retrofit projects were excluded from this analysis.
Capacity-Weighted Mean Cost (2024 $/WAC)
System COD | PV Count | Hybrid Component Count | Hybrid Total Count | PV PV Capacity MWAC | Hybrid Component PV Capacity MWAC | Hybrid Total PV Capacity MWAC | Hybrid Component Storage Capacity MW | Hybrid Total Storage Capacity MW | Hybrid Component Storage Energy MWh | Hybrid Total Storage Energy MWh | PV | Hybrid PV | Hybrid Storage | Hybrid Total
2023 | 167 | 22 | 32 | 13403.25 | 3301.28 | 3747.28 | 2069 | 2304.5 | 8211 | 9223.4 | 1.61 | 1.55 | 0.85 | 2.44
2024 | 202 | 23 | 32 | 22040.1 | 3920.5 | 5687.2 | 2283 | 3177.9 | 8562.7 | 10470.7 | 1.63 | 1.52 | 1 | 2.46
2023 | 167 | 22 | 32 | 13403.25 | 3301.28 | 3747.28 | 2069 | 2304.5 | 8211 | 9223.4 | 1.61 | 1.55 | 0.85 | 2.44
2024 | 202 | 23 | 32 | 22040.1 | 3920.5 | 5687.2 | 2283 | 3177.9 | 8562.7 | 10470.7 | 1.63 | 1.52 | 1 | 2.46

## Capex Trend (Storage)
Installed costs of storage projects over time in $/kWh |  |  |  |  | Installed costs of storage projects over time by storage duration
Sources: Berkeley Lab, Energy Information Administration
EIA Capex estimates for projects with 2024 COD are still preliminary both in scope and accuracy of individual data points and may not be representative of final numbers that will be published later by EIA.
Berkeley Lab did not include all preliminary data points after a data review and will provide revised estimates at a later update.
Storage projects with <1h duration were excluded from this analysis.
Installed Battery Cost (2024 $/kWh)
Storage COD | Battery Count | Battery Capacity (MW) | Battery Energy (MWh) | Battery Capacity Ratio Energy-Weighted Mean | Battery Duration (h) Energy-Weighted Mean | PV-Equivalent Duration (h) Energy-Weighted Mean | All Energy-Weighted Mean | All Median | All 20th Percentile | All 80th Percentile | <2h Energy-Weighted Mean | 2–4h Energy-Weighted Mean | >=4h Energy-Weighted Mean
2018 | 5 | 53 | 214 | 0.7 | 4.3 | 3.06 | 474.58 | 489.74 | 438.01 | 561.59 |  | 726.4 | 451.45
2019 | 11 | 48.8 | 118.9 | 0.62 | 3 | 1.28 | 552.34 | 606.67 | 578.85 | 915.05 | 1319.19 | 658.81 | 309.6
2020 | 3 | 8.02 | 17.9 | 0.59 | 2.23 | 1.33 | 782.77 | 950.69 | 691.9 | 1051.53 |  | 782.77
2021 | 22 | 1650.57 | 5434.2 | 2.3 | 3.65 | 6.72 | 687.6 | 735.4 | 383.56 | 1097.95 | 983.66 | 391.37 | 827.72
2022 | 27 | 1343.9 | 4191.71 | 0.55 | 3.47 | 1.85 | 403.77 | 461.42 | 336.35 | 939.15 | 465.21 | 523.8 | 365.24
2023 | 41 | 2910.1 | 10075.4 | 0.7 | 3.74 | 2.63 | 380.99 | 396.91 | 265.81 | 689.79 | 655.03 | 569.13 | 343.06
2024 | 29 | 2519 | 9458.7 | 0.75 | 4 | 2.97 | 458.07 | 426.82 | 360.55 | 603.22 | 671.73 | 461.93 | 449.02
Total | 138 | 8533.39 | 29510.81

## Capex Trend by Region (Storage)
Installed costs by region and installation year in $/kWh
Sources: Berkeley Lab, Energy Information Administration
EIA Capex estimates for projects with 2024 COD are still preliminary both in scope and accuracy of individual data points and may not be representative of final numbers that will be published later by EIA.
Berkeley Lab did not include all preliminary data points after a data review and will provide revised estimates at a later update.
Storage projects with <1h duration were excluded from this analysis.
Energy-Weighted Mean Storage Project Cost (2024 $/kWh)
Commercial Operation Year | National | CAISO | ERCOT | Hawaii | ISO-NE | MISO | NYISO | PJM | SPP | Southeast (non-ISO) | West (non-ISO)
2018 | 474.58
2019 | 552.34 |  |  |  | 693.67
2020 | 782.77
2021 | 687.6 | 754.9 |  |  | 842.75 |  |  |  |  | 367.24 | 811.81
2022 | 403.77 | 397.84 |  |  | 944.11 |  | 1476.52 |  |  |  | 296.35
2023 | 380.99 | 451.05 | 392.43 | [6 empty] | 535.59 | 279.75
2024 | 458.07 | 441.82 |  |  |  | 351.07 |  |  |  | 473.23 | 463.46
Median Storage Project Cost (2024 $/kWh)
Commercial Operation Year | National | CAISO | ERCOT | Hawaii | ISO-NE | MISO | NYISO | PJM | SPP | Southeast (non-ISO) | West (non-ISO)
2018 | 489.74
2019 | 606.67 |  |  |  | 606.67
2020 | 950.69
2021 | 735.4 | 768.26 |  |  | 804.49 |  |  |  |  | 325.22 | 897.96
2022 | 461.42 | 458.43 |  |  | 964.85 |  | 1424.59 |  |  |  | 327.02
2023 | 396.91 | 403.41 | 358.15 | [6 empty] | 521.57 | 346.42
2024 | 426.82 | 424.81 |  |  |  | 354.75 |  |  |  | 486.12 | 420.72
Annual Storage Capacity Additions (MW)
Commercial Operation Year | National | CAISO | ERCOT | Hawaii | ISO-NE | MISO | NYISO | PJM | SPP | Southeast (non-ISO) | West (non-ISO)
2018 | 53
2019 | 49 |  |  |  | 13
2020 | 8
2021 | 1651 | 919 |  |  | 10 |  |  |  |  | 509 | 145
2022 | 1344 | 1010 |  |  | 12 |  | 9 |  |  |  | 118
2023 | 2910 | 1567 | 203 | [6 empty] | 51 | 1084
2024 | 2519 | 688 |  |  |  | 52 |  |  |  | 131 | 1470
Annual New Storage Project Count
Commercial Operation Year | National | CAISO | ERCOT | Hawaii | ISO-NE | MISO | NYISO | PJM | SPP | Southeast (non-ISO) | West (non-ISO)
2018 | 5 |  |  | 1 |  | 1 |  |  |  | 2 | 1
2019 | 11 |  | 2 |  | 5 |  |  |  | 2 | 1 | 1
2020 | 3 |  |  |  | 1 |  | 2
2021 | 22 | 8 | 1 | 1 | 3 |  | 1 | 1 |  | 4 | 3
2022 | 27 | 12 | 2 |  | 3 | 1 | 3 |  |  | 1 | 5
2023 | 41 | 15 | 3 |  | 1 |  |  |  |  | 4 | 18
2024 | 29 | 10 | 2 |  |  | 3 |  | 1 |  | 3 | 10

## Storage Capex Adder
Installed storage costs adder to PV projects by capacity ratio, duration, and year
Sources: Berkeley Lab, Energy Information Administration
EIA Capex estimates for projects with 2024 COD are still preliminary both in scope and accuracy of individual data points and may not be representative of final numbers that will be published later by EIA.
Berkeley Lab did not include all preliminary data points after a data review and will provide revised estimates at a later update.
10 Storage projects with storage capacity ratio >1 were excluded from this analysis.
The "Storage Capex Adder" describes the additional costs of pairing a solar project with storage (denominated in the project's solar capacity).
Installed Storage Cost Adder (2024 $/WAC)
Storage COD | Battery Count | Battery Capacity (MW) | Battery Energy (MWh) | Battery Capacity Ratio Cap-Weighted Mean | Battery Duration (h) Cap-Weighted Mean | PV-Equivalent Duration (h) Cap-Weighted Mean | All Cap-Weighted Mean | All Median | All 20th Percentile | All 80th Percentile
2018 | 5 | 80 | 214 | 0.33 | 3.28 | 0.87 | 0.48 | 0.5 | 0.23 | 1.07
2019 | 8 | 26.8 | 82.7 | 0.09 | 3.09 | 0.28 | 0.14 | 0.75 | 0.25 | 1.02
2020 | 3 | 8.02 | 17.9 | 0.53 | 2.23 | 1.19 | 0.93 | 0.91 | 0.87 | 1
2021 | 19 | 1018.37 | 3892.7 | 0.45 | 3.09 | 1.72 | 1.38 | 0.97 | 0.32 | 3.04
2022 | 28 | 1348.9 | 4195.21 | 0.43 | 3.09 | 1.34 | 0.54 | 0.77 | 0.26 | 1.45
2023 | 39 | 2867 | 9960.4 | 0.56 | 3.28 | 1.93 | 0.74 | 0.85 | 0.46 | 1.51
2024 | 29 | 2628 | 9108.7 | 0.58 | 3.54 | 2.03 | 1 | 0.84 | 0.46 | 1.34
Total | 131 | 7977.09 | 27471.61

## CSP CapEx
Installed costs of individual CSP projects
Solar Tech Sub | Solar Capacity AC | Solar COD | Solar Price AC | Core Size |  | PV Capacity-Weighted Mean Cost | Bubble Size
Tower | 370 | 2014 | 7.9907 | 1 | 2010 | 5.8858 | 10
Tower | 110 | 2015 | 11.4061 | 1 | 2011 | 5.5466 | 10
[5 empty] | 2012 | 4.736 | 10
[5 empty] | 2013 | 4.9293 | 10
[5 empty] | 2014 | 4.7442 | 10
Solar Tech Sub | Solar Capacity AC | Solar COD | Solar Price AC | Core Size | 2015 | 3.9088 | 10
Trough | 68.5 | 2007 | 5.8368 | 1 | 2016 | 3.0181 | 10
Trough | 75 | 2010 | 7.4094 | 1 | 2017 | 2.7383 | 10
Trough | 250 | 2013 | 8.8093 | 1 | 2018 | 2.3146 | 10
Trough | 250 | 2014 | 6.6639 | 1 | 2019 | 1.9747 | 10
Trough | 250 | 2014 | 8.0005 | 1 | 2020 | 1.7626 | 10
[5 empty] | 2021 | 1.6494 | 10
[5 empty] | 2022 | 1.5909 | 10
[5 empty] | 2023 | 1.5926 | 10
[5 empty] | 2024 | 1.6092 | 10

## O&M Cost Time Trend
PV Operation and Maintenance Costs over Time | [11 empty] | Project-Level Data
[12 empty] | Utility Name | Plant Name | Commerical Operation Year | Report Year | Capacity (MW_AC) | Net Generation (MWh) | O&M Costs ($2024)
[12 empty] | Alabama Power Company | Anniston Army Dept | 2017 | 2019 | 7.38 | 8869.899 | 288920.6009
[12 empty] | Alabama Power Company | Anniston Army Dept | 2017 | 2020 | 7.38 | 11736.089 | 233920.9063
[12 empty] | Alabama Power Company | Anniston Army Dept | 2017 | 2022 | 7.38 | 11468.691 | 255114.7711
[12 empty] | Alabama Power Company | Anniston Army Dept | 2017 | 2023 | 7.38 | 10690.556 | 365608.9609
[12 empty] | Alabama Power Company | Anniston Army Dept | 2017 | 2024 | 7.38 | 12893.196 | 335597
[12 empty] | Alabama Power Company | Fort Novosel | 2017 | 2024 | 10.56 | 12522.238 | 293617
[12 empty] | Alabama Power Company | Fort Rucker | 2017 | 2019 | 10.56 | 14222.657 | 416051.1091
[12 empty] | Alabama Power Company | Fort Rucker | 2017 | 2020 | 10.56 | 14919.265 | 305131.1241
[12 empty] | Alabama Power Company | Fort Rucker | 2017 | 2022 | 10.56 | 13841.229 | 250236.1211
[12 empty] | Alabama Power Company | Fort Rucker | 2017 | 2023 | 10.56 | 13778.113 | 241507.6112
[12 empty] | Allete Inc | Camp Ripley Solar Array | 2016 | 2021 | 10 | 17200.41 | 112279.8367
[12 empty] | Allete Inc | Camp Ripley Solar Array | 2016 | 2022 | 10 | 16111.71 | 71097.994
[12 empty] | Allete Inc | Camp Ripley Solar Array | 2016 | 2023 | 10 | 15789.65 | 87874.952
[12 empty] | Allete Inc | Camp Ripley Solar Array | 2016 | 2024 | 10 | 15045.66 | 91067
[12 empty] | Allete, Inc. | Camp Ripley Solar Array | 2016 | 2017 | 10 | 17065.75 | 268028.5167
[12 empty] | Allete, Inc. | Camp Ripley Solar Array | 2016 | 2018 | 10 | 16678.3 | 247237.7677
[12 empty] | Allete, Inc. | Camp Ripley Solar Array | 2016 | 2019 | 10 | 14011.8 | 249271.2791
[12 empty] | Allete, Inc. | Camp Ripley Solar Array | 2016 | 2020 | 10 | 16164.64 | 102311.7963
[12 empty] | Dte Electric Company | Demille (Lapeer) | 2017 | 2018 | 28.56 | 39708 | 712620.1697
Sources: Berkeley Lab, FERC | [11 empty] | Dte Electric Company | Demille (Lapeer) | 2017 | 2019 | 28.56 | 40099 | 806694.6639
Note: Included in cost scope are project supervision, engineering, maintenance, rents, and training. Excluded are payments for property taxes, insurance, land royalties, performance bonds, various admnistrative and other fees, and overhead. | [11 empty] | Dte Electric Company | Demille (Lapeer) | 2017 | 2020 | 28.56 | 43186 | 602410.4874
[12 empty] | Dte Electric Company | Demille (Lapeer) | 2017 | 2021 | 28.56 | 39369 | 461152.2116
[12 empty] | Dte Electric Company | Demille (Lapeer) | 2017 | 2022 | 28.56 | 38302 | 220400.8105
[12 empty] | Dte Electric Company | Demille (Lapeer) | 2017 | 2023 | 28.56 | 36705 | 1218979.2111
| Project Count | Capacity GW_AC | Net Generation GWh | $2024/kW_AC-yr 50th Percentile | $2024/kW_AC-yr 20th Percentile | $2024/kW_AC-yr 80th Percentile | $2024/kW_AC-yr Mean | $2024/MWh 50th Percentile | $2024/MWh 20th Percentile | $2024/MWh 80th Percentile | $2024/MWh Mean | Dte Electric Company | Demille (Lapeer) | 2017 | 2024 | 28.56 | 37698 | 886132
2011 | 2 | 0.037 | 70.688 | 48.4042 | 45.2401 | 51.5684 | 48.4042 | 25.4743 | 23.6667 | 27.2819 | 25.4743 | Dte Electric Company | Turrill (Lapeer) | 2017 | 2018 | 19.72 | 26497 | 1044115.8831
2012 | 7 | 0.1073 | 199.25 | 40.2895 | 32.0826 | 48.3799 | 39.4377 | 22.4683 | 21.2209 | 26.8288 | 22.8767 | Dte Electric Company | Turrill (Lapeer) | 2017 | 2019 | 19.72 | 26777 | 559209.4771
2013 | 12 | 0.1744 | 339.4541 | 41.7605 | 23.9574 | 44.7469 | 36.5371 | 19.8841 | 15.1128 | 23.1542 | 20.1635 | Dte Electric Company | Turrill (Lapeer) | 2017 | 2020 | 19.72 | 27233 | 414714.6542
2014 | 18 | 0.2439 | 498.604 | 43.3144 | 17.6502 | 43.3794 | 35.1055 | 19.1898 | 8.7749 | 21.3276 | 18.7633 | Dte Electric Company | Turrill (Lapeer) | 2017 | 2021 | 19.72 | 26636 | 317231.8285
2015 | 22 | 0.302 | 569.5807 | 15.6223 | 12.4475 | 29.8123 | 19.3782 | 7.22 | 5.416 | 16.9084 | 10.145 | Dte Electric Company | Turrill (Lapeer) | 2017 | 2022 | 19.72 | 25994 | 125109.0417
2016 | 27 | 0.3879 | 775.117 | 26.4965 | 13.332 | 26.4967 | 22.7093 | 10.7031 | 6.6811 | 12.0221 | 11.5673 | Dte Electric Company | Turrill (Lapeer) | 2017 | 2023 | 19.72 | 25107 | 813776.3368
2017 | 32 | 0.4935 | 960.2767 | 23.9379 | 8.1346 | 24.1884 | 19.1148 | 9.5553 | 4.7635 | 13.6294 | 10.1021 | Dte Electric Company | Turrill (Lapeer) | 2017 | 2024 | 19.72 | 25839 | 582679
2018 | 41 | 0.70414 | 1328.4827 | 22.5247 | 16.2605 | 24.7238 | 22.39 | 9.9039 | 8.2969 | 17.2575 | 12.4432 | Entergy New Orleans Llc | New Orleans Solar Station (Noss) | 2020 | 2024 | 20 | 21983 | 629893
2019 | 60 | 1.8132 | 3593.1053 | 20.1062 | 7.5482 | 28.268 | 19.3239 | 8.4407 | 3.8647 | 19.2532 | 11.1626 | Evergy Metro Inc | Hawthorn Solar | 2023 | 2024 | 6.6 | 7684 | 54783
2020 | 79 | 2.7446 | 5413.3282 | 20.4578 | 7.2237 | 22.5996 | 17.1338 | 8.524 | 4.0909 | 13.4739 | 9.2375 | Florida Power & Light Company | Anhinga | 2023 | 2024 | 74.5 | 128441.43 | 232680
2021 | 88 | 3.7428 | 7438.0511 | 11.8718 | 4.1759 | 23.7506 | 15.34 | 6.5483 | 2.0897 | 11.2494 | 8.5444 | Florida Power & Light Company | Apalachee | 2023 | 2024 | 74.5 | 141526.45 | 169282
2022 | 126 | 6.1778 | 11858.4794 | 12.087 | 4.617 | 24.7474 | 15.6988 | 7.1234 | 2.2303 | 13.2094 | 8.6961 | Florida Power & Light Company | Babcock | 2016 | 2019 | 74.5 | 161060 | 635787.4312
2023 | 147 | 7.5082 | 13789.2211 | 11.5726 | 4.7551 | 23.0109 | 16.0967 | 7.165 | 2.4523 | 14.7386 | 9.9426 | Florida Power & Light Company | Babcock Preserve Solar Energy Center | 2020 | 2021 | 75 | 168237 | 177292.0889
2024 | 187 | 10.0076 | 18087.7878 | 8.5856 | 3.5559 | 18.6913 | 10.9767 | 5.0903 | 1.9045 | 9.5485 | 6.6337 | Florida Power & Light Company | Babcock Preserve Solar Energy Center | 2020 | 2022 | 75 | 165982.52 | 193767.7108
[12 empty] | Florida Power & Light Company | Babcock Preserve Solar Energy Center | 2020 | 2023 | 74.5 | 160895.83 | 320982.2094
[5 empty] | Negative Error | Positive Error |  |  | Negative Error | Positive Error | x-axis | Florida Power & Light Company | Babcock Preserve Solar Energy Center | 2020 | 2024 | 74.5 | 138799.19 | 349872
[5 empty] | 3.1642 | 3.1642 |  |  | 1.8076 | 1.8076 | 1.2 | Florida Power & Light Company | Babcock Ranch | 2016 | 2020 | 74.5 | 157073 | 347039.2739
[5 empty] | 8.2069 | 8.0904 |  |  | 1.2474 | 4.3605 | 2.2 | Florida Power & Light Company | Babcock Ranch Solar Energy Center | 2016 | 2022 | 75 | 155026.06 | 438836.5797
[5 empty] | 17.803 | 2.9864 |  |  | 4.7713 | 3.2701 | 3.2 | Florida Power & Light Company | Babcock Solar Energy Center | 2016 | 2021 | 75 | 157960 | 510864.7888
[5 empty] | 25.6643 | 0.064939 |  |  | 10.4149 | 2.1378 | 4.2 | Florida Power & Light Company | Babcock Solar Energy Center | 2016 | 2023 | 74.5 | 146156.14 | 248414.7054
[5 empty] | 3.1748 | 14.19 |  |  | 1.804 | 9.6884 | 5.2 | Florida Power & Light Company | Babcock Solar Energy Center | 2016 | 2024 | 74.5 | 133061.14 | 349872
[5 empty] | 13.1645 | 0.00014164 |  |  | 4.022 | 1.319 | 6.2 | Florida Power & Light Company | Barefoot Bay | 2018 | 2019 | 74.5 | 162477 | 294308.9872
[5 empty] | 15.8033 | 0.2505 |  |  | 4.7918 | 4.0741 | 7.2 | Florida Power & Light Company | Barefoot Bay | 2018 | 2020 | 74.5 | 160660 | 277930.4659
[5 empty] | 6.2643 | 2.199 |  |  | 1.607 | 7.3536 | 8.2 | Florida Power & Light Company | Barefoot Bay Solar Energy Center | 2018 | 2021 | 75 | 166112 | 248249.1629
[5 empty] | 12.558 | 8.1618 |  |  | 4.576 | 10.8124 | 9.2 | Florida Power & Light Company | Barefoot Bay Solar Energy Center | 2018 | 2022 | 75 | 160276 | 346414.9171
[5 empty] | 13.2341 | 2.1418 |  |  | 4.4331 | 4.9499 | 10.2 | Florida Power & Light Company | Barefoot Bay Solar Energy Center | 2018 | 2023 | 74.5 | 156124.92 | 310372.6916
[5 empty] | 7.6959 | 11.8787 |  |  | 4.4586 | 4.7011 | 11.2 | Florida Power & Light Company | Barefoot Bay Solar Energy Center | 2018 | 2024 | 74.5 | 134347.21 | 346712
[5 empty] | 7.47 | 12.6604 |  |  | 4.8931 | 6.086 | 12.2 | Florida Power & Light Company | Blackwater River | 2023 | 2024 | 74.5 | 141637.54 | 338575
[5 empty] | 6.8175 | 11.4383 |  |  | 4.7128 | 7.5736 | 13.2 | Florida Power & Light Company | Blue Cypress | 2018 | 2019 | 74.5 | 152835 | 420820.4452
[5 empty] | 5.0298 | 10.1056 |  |  | 3.1858 | 4.4582 | 14.2 | Florida Power & Light Company | Blue Cypress | 2018 | 2020 | 74.5 | 157493 | 292805.5473
[12 empty] | Florida Power & Light Company | Blue Cypress Solar Energy Center | 2018 | 2021 | 75 | 159162 | 379418.3012
[12 empty] | Florida Power & Light Company | Blue Cypress Solar Energy Center | 2018 | 2022 | 75 | 149972.08 | 286162.8474
[12 empty] | Florida Power & Light Company | Blue Cypress Solar Energy Center | 2018 | 2023 | 74.5 | 149236.85 | 213724.583
[12 empty] | Florida Power & Light Company | Blue Cypress Solar Energy Center | 2018 | 2024 | 74.5 | 135984.87 | 274068
[12 empty] | Florida Power & Light Company | Blue Heron Solar Energy Center | 2020 | 2021 | 75 | 167388 | 302747.151
[12 empty] | Florida Power & Light Company | Blue Heron Solar Energy Center | 2020 | 2022 | 75 | 162995.32 | 242264.5471
[12 empty] | Florida Power & Light Company | Blue Heron Solar Energy Center | 2020 | 2023 | 74.5 | 155587.87 | 355241.1505
[12 empty] | Florida Power & Light Company | Blue Heron Solar Energy Center | 2020 | 2024 | 74.5 | 146781.94 | 295761
[12 empty] | Florida Power & Light Company | Blue Indigo Solar Energy Center | 2020 | 2022 | 74.5 | 164060.59 | 482046.2668
[12 empty] | Florida Power & Light Company | Blue Indigo Solar Energy Center | 2020 | 2023 | 74.5 | 140207.08 | 388601.8825
[12 empty] | Florida Power & Light Company | Blue Indigo Solar Energy Center | 2020 | 2024 | 74.5 | 136132.19 | 501209
[12 empty] | Florida Power & Light Company | Blue Springs Solar Energy Center | 2021 | 2022 | 74.5 | 150619.35 | 202410.9214
[12 empty] | Florida Power & Light Company | Blue Springs Solar Energy Center | 2021 | 2023 | 74.5 | 141153.12 | 286926.0567
[12 empty] | Florida Power & Light Company | Blue Springs Solar Energy Center | 2021 | 2024 | 74.5 | 130910.61 | 183916
[12 empty] | Florida Power & Light Company | Bluefield Preserve | 2023 | 2024 | 74.5 | 149060.84 | 120678
[12 empty] | Florida Power & Light Company | Cattle Ranch Solar Energy Center | 2020 | 2021 | 75 | 160612 | 305011.412
[12 empty] | Florida Power & Light Company | Cattle Ranch Solar Energy Center | 2020 | 2022 | 75 | 147633.79 | 297316.4726
[12 empty] | Florida Power & Light Company | Cattle Ranch Solar Energy Center | 2020 | 2023 | 74.5 | 148015.55 | 335095.4593
[12 empty] | Florida Power & Light Company | Cattle Ranch Solar Energy Center | 2020 | 2024 | 74.5 | 139812.59 | 475714
[12 empty] | Florida Power & Light Company | Cavendish | 2023 | 2024 | 74.5 | 126432.65 | 115132
[12 empty] | Florida Power & Light Company | Chautauqua | 2023 | 2024 | 74.5 | 164164.07 | 274777
[12 empty] | Florida Power & Light Company | Chipola River | 2023 | 2024 | 74.5 | 139821.22 | 253520
[12 empty] | Florida Power & Light Company | Citrus | 2016 | 2019 | 74.5 | 163838 | 441989.7939
[12 empty] | Florida Power & Light Company | Citrus | 2016 | 2020 | 74.5 | 155917 | 409096.2355
[12 empty] | Florida Power & Light Company | Citrus Solar Energy Center | 2016 | 2021 | 75 | 159604 | 437824.1855
[12 empty] | Florida Power & Light Company | Citrus Solar Energy Center | 2016 | 2022 | 75 | 153528.58 | 499905.6482
[12 empty] | Florida Power & Light Company | Citrus Solar Energy Center | 2016 | 2023 | 74.5 | 149051.01 | 471282.1753
[12 empty] | Florida Power & Light Company | Citrus Solar Energy Center | 2016 | 2024 | 74.5 | 135411.36 | 264700
[12 empty] | Florida Power & Light Company | Coral Farms | 2018 | 2019 | 74.5 | 154754 | 288984.4329
[12 empty] | Florida Power & Light Company | Coral Farms | 2018 | 2020 | 74.5 | 149472 | 342330.1191
[12 empty] | Florida Power & Light Company | Coral Farms Solar Energy Center | 2018 | 2021 | 75 | 137996 | 350027.239
[12 empty] | Florida Power & Light Company | Coral Farms Solar Energy Center | 2018 | 2022 | 75 | 145814.09 | 455291.1477
[12 empty] | Florida Power & Light Company | Coral Farms Solar Energy Center | 2018 | 2023 | 74.5 | 134640.61 | 423232.6022
[12 empty] | Florida Power & Light Company | Coral Farms Solar Energy Center | 2018 | 2024 | 74.5 | 108985.08 | 298242
[12 empty] | Florida Power & Light Company | Cotton Creek Solar Energy Center | 2021 | 2022 | 74.5 | 153378.59 | 402388.8841
[12 empty] | Florida Power & Light Company | Cotton Creek Solar Energy Center | 2021 | 2023 | 74.5 | 144789.44 | 412336.313
[12 empty] | Florida Power & Light Company | Cotton Creek Solar Energy Center | 2021 | 2024 | 74.5 | 140436.04 | 249353
[12 empty] | Florida Power & Light Company | Cypress Pond | 2023 | 2024 | 74.5 | 163967.82 | 141359
[12 empty] | Florida Power & Light Company | De Soto | 2009 | 2017 | 22.5 | 48199 | 621296.0852
[12 empty] | Florida Power & Light Company | Desoto | 2009 | 2011 | 27 | 51845 | 1164526.338
[12 empty] | Florida Power & Light Company | Desoto | 2009 | 2012 | 27 | 52025 | 1087816.4391
[12 empty] | Florida Power & Light Company | Desoto | 2009 | 2013 | 27 | 49829 | 1047375.2988
[12 empty] | Florida Power & Light Company | Desoto | 2009 | 2014 | 23 | 50714 | 1117000.5318
[12 empty] | Florida Power & Light Company | Desoto | 2009 | 2015 | 23 | 50003 | 1154827.1119
[12 empty] | Florida Power & Light Company | Desoto | 2009 | 2016 | 23 | 48651 | 991327.3646
[12 empty] | Florida Power & Light Company | Desoto | 2009 | 2018 | 22.5 | 46881 | 761442.1303
[12 empty] | Florida Power & Light Company | Desoto | 2009 | 2019 | 22.5 | 45754 | 885528.4177
[12 empty] | Florida Power & Light Company | Desoto | 2009 | 2020 | 23 | 43355 | 632387.669
[12 empty] | Florida Power & Light Company | Desoto Solar Energy Center | 2009 | 2021 | 23 | 43744 | 692669.4862
[12 empty] | Florida Power & Light Company | Desoto Solar Energy Center | 2009 | 2022 | 23 | 37524.56 | 654677.0515
[12 empty] | Florida Power & Light Company | Desoto Solar Energy Center | 2009 | 2023 | 23 | 33461.39 | 483419.775
[12 empty] | Florida Power & Light Company | Desoto Solar Energy Center | 2009 | 2024 | 23 | 27825.01 | 430101
[12 empty] | Florida Power & Light Company | Discovery Solar Energy Center | 2021 | 2022 | 75 | 149822.95 | 151115.0684
[12 empty] | Florida Power & Light Company | Discovery Solar Energy Center | 2021 | 2023 | 74.5 | 148512.13 | 130506.5939
[12 empty] | Florida Power & Light Company | Discovery Solar Energy Center | 2021 | 2024 | 74.5 | 135594 | 178267
[12 empty] | Florida Power & Light Company | Echo River Solar Energy Center | 2020 | 2021 | 75 | 157043 | 374836.3554
[12 empty] | Florida Power & Light Company | Echo River Solar Energy Center | 2020 | 2022 | 75 | 175986.87 | 254974.7141
[12 empty] | Florida Power & Light Company | Echo River Solar Energy Center | 2020 | 2023 | 74.5 | 164680.96 | 477786.7653
[12 empty] | Florida Power & Light Company | Echo River Solar Energy Center | 2020 | 2024 | 74.5 | 149909.58 | 456678
[12 empty] | Florida Power & Light Company | Egret Solar Energy Center | 2020 | 2021 | 75 | 148907 | 214589.8777
[12 empty] | Florida Power & Light Company | Egret Solar Energy Center | 2020 | 2022 | 75 | 148907 | 215476.5359
[12 empty] | Florida Power & Light Company | Egret Solar Energy Center | 2020 | 2023 | 74.5 | 141641.34 | 216932.326
[12 empty] | Florida Power & Light Company | Egret Solar Energy Center | 2020 | 2024 | 74.5 | 139072.94 | 156281
[12 empty] | Florida Power & Light Company | Elder Branch Solar Engery Center | 2022 | 2023 | 74.5 | 181118.81 | 434350.1151
[12 empty] | Florida Power & Light Company | Elder Branch Solar Engery Center | 2022 | 2024 | 74.5 | 166178.86 | 232956
[12 empty] | Florida Power & Light Company | Etonia Creek | 2023 | 2024 | 74.5 | 158558.36 | 260694
[12 empty] | Florida Power & Light Company | Evans Grove Solar Energy Center | 2022 | 2023 | 74.5 | 157239.37 | 264218.8823
[12 empty] | Florida Power & Light Company | Evans Grove Solar Energy Center | 2022 | 2024 | 74.5 | 145105.5 | 233352
[12 empty] | Florida Power & Light Company | Everglades | 2023 | 2024 | 74.5 | 142877.24 | 143554
[12 empty] | Florida Power & Light Company | First City | 2023 | 2024 | 74.5 | 126452.2 | 143899
[12 empty] | Florida Power & Light Company | Flowers Creek | 2023 | 2024 | 74.5 | 122091.63 | 192087
[12 empty] | Florida Power & Light Company | Fort Drum Solar Energy Center | 2021 | 2022 | 75 | 138412 | 287887.0332
[12 empty] | Florida Power & Light Company | Fort Drum Solar Energy Center | 2021 | 2023 | 74.5 | 151529 | 197040.6324
[12 empty] | Florida Power & Light Company | Fort Drum Solar Energy Center | 2021 | 2024 | 74.5 | 136964.07 | 116029
[12 empty] | Florida Power & Light Company | Ghost Orchid Solar Energy Center | 2022 | 2023 | 74.5 | 145682.47 | 250631.0387
[12 empty] | Florida Power & Light Company | Ghost Orchid Solar Energy Center | 2022 | 2024 | 74.5 | 145753.79 | 180268
[12 empty] | Florida Power & Light Company | Hammock | 2018 | 2019 | 74.5 | 157053 | 336464.6192
[12 empty] | Florida Power & Light Company | Hammock | 2018 | 2020 | 74.5 | 159621 | 344120.1209
[12 empty] | Florida Power & Light Company | Hammock Creek Solar Energy Center | 2018 | 2022 | 75 | 155227 | 339556.3714
[12 empty] | Florida Power & Light Company | Hammock Solar Energy Center | 2018 | 2021 | 75 | 159741 | 242294.111
[12 empty] | Florida Power & Light Company | Hammock Solar Energy Center | 2018 | 2023 | 74.5 | 151275.97 | 463410.3002
[12 empty] | Florida Power & Light Company | Hammock Solar Energy Center | 2018 | 2024 | 74.5 | 135793.22 | 550608
[12 empty] | Florida Power & Light Company | Hibiscus Solar Energy Center | 2020 | 2021 | 75 | 160573 | 111662.621
[12 empty] | Florida Power & Light Company | Hibiscus Solar Energy Center | 2020 | 2022 | 75 | 137982.13 | 232038.2687
[12 empty] | Florida Power & Light Company | Hibiscus Solar Energy Center | 2020 | 2023 | 74.5 | 156010 | 333711.7872
[12 empty] | Florida Power & Light Company | Hibiscus Solar Energy Center | 2020 | 2024 | 74.5 | 149122.99 | 355775
[12 empty] | Florida Power & Light Company | Horizon | 2018 | 2019 | 74.5 | 156045 | 357798.9677
[12 empty] | Florida Power & Light Company | Horizon | 2018 | 2020 | 74.5 | 150955 | 440118.1791
[12 empty] | Florida Power & Light Company | Horizon Solar Energy Center | 2018 | 2021 | 75 | 142500 | 383406.9015
[12 empty] | Florida Power & Light Company | Horizon Solar Energy Center | 2018 | 2022 | 75 | 148251.16 | 397891.1465
[12 empty] | Florida Power & Light Company | Horizon Solar Energy Center | 2018 | 2023 | 74.5 | 141129.34 | 460316.2416
[12 empty] | Florida Power & Light Company | Horizon Solar Energy Center | 2018 | 2024 | 74.5 | 113466.71 | 601466
[12 empty] | Florida Power & Light Company | Immokalee Solar Energy Center | 2022 | 2023 | 74.5 | 160042.17 | 230302.0186
[12 empty] | Florida Power & Light Company | Immokalee Solar Energy Center | 2022 | 2024 | 74.5 | 150669.5 | 322618
[12 empty] | Florida Power & Light Company | Indian River | 2018 | 2019 | 74.5 | 157633 | 307287.3624
[12 empty] | Florida Power & Light Company | Indian River | 2018 | 2020 | 74.5 | 157675 | 288204.5533
[12 empty] | Florida Power & Light Company | Indian River Solar Energy Center | 2018 | 2021 | 75 | 160331 | 214651.2583
[12 empty] | Florida Power & Light Company | Indian River Solar Energy Center | 2018 | 2022 | 75 | 152154.42 | 259230.5351
[12 empty] | Florida Power & Light Company | Indian River Solar Energy Center | 2018 | 2023 | 74.5 | 5368.385 | 354010.0818
[12 empty] | Florida Power & Light Company | Indian River Solar Energy Center | 2018 | 2024 | 74.5 | 142785.4 | 353528
[12 empty] | Florida Power & Light Company | Interstate | 2019 | 2020 | 74.5 | 151909 | 302791.9983
[12 empty] | Florida Power & Light Company | Interstate Solar Energy Center | 2019 | 2021 | 75 | 155105 | 500539.2131
[12 empty] | Florida Power & Light Company | Interstate Solar Energy Center | 2019 | 2022 | 75 | 145853.39 | 291678.1198
[12 empty] | Florida Power & Light Company | Interstate Solar Energy Center | 2019 | 2023 | 74.5 | 146902.55 | 597214.7652
[12 empty] | Florida Power & Light Company | Lakeside Solar Energy Center | 2020 | 2021 | 75 | 157993 | 239797.9679
[12 empty] | Florida Power & Light Company | Lakeside Solar Energy Center | 2020 | 2022 | 75 | 151906 | 319103.8145
[12 empty] | Florida Power & Light Company | Lakeside Solar Energy Center | 2020 | 2023 | 74.5 | 149748.19 | 414352.9305
[12 empty] | Florida Power & Light Company | Lakeside Solar Energy Center | 2020 | 2024 | 74.5 | 137559.2 | 364338
[12 empty] | Florida Power & Light Company | Loggerhead | 2018 | 2019 | 74.5 | 155527 | 313546.5139
[12 empty] | Florida Power & Light Company | Loggerhead | 2018 | 2020 | 74.5 | 158223 | 350079.6621
[12 empty] | Florida Power & Light Company | Loggerhead Solar Energy Center | 2018 | 2021 | 75 | 157382 | 342687.7143
[12 empty] | Florida Power & Light Company | Loggerhead Solar Energy Center | 2018 | 2022 | 75 | 147558 | 368932.2528
[12 empty] | Florida Power & Light Company | Loggerhead Solar Energy Center | 2018 | 2023 | 74.5 | 145146 | 273466.236
[12 empty] | Florida Power & Light Company | Loggerhead Solar Energy Center | 2018 | 2024 | 74.5 | 133297.58 | 353448
[12 empty] | Florida Power & Light Company | Magnolia Springs Solar Energy Center | 2021 | 2022 | 75 | 158143 | 351070.7492
[12 empty] | Florida Power & Light Company | Magnolia Springs Solar Energy Center | 2021 | 2023 | 74.5 | 151318.1 | 229972.2315
[12 empty] | Florida Power & Light Company | Magnolia Springs Solar Energy Center | 2021 | 2024 | 74.5 | 141753.29 | 129166
[12 empty] | Florida Power & Light Company | Manatee | 2016 | 2019 | 74.5 | 164300 | 359698.2715
[12 empty] | Florida Power & Light Company | Manatee | 2016 | 2020 | 74.5 | 161541 | 333163.7885
[12 empty] | Florida Power & Light Company | Manatee Solar Energy Center | 2016 | 2021 | 75 | 161150 | 310103.7258
[12 empty] | Florida Power & Light Company | Manatee Solar Energy Center | 2016 | 2022 | 75 | 96835.01 | 408357.2194
[12 empty] | Florida Power & Light Company | Manatee Solar Energy Center | 2016 | 2024 | 74.5 | 107339.42 | 415194
[12 empty] | Florida Power & Light Company | Miami-Dade | 2019 | 2020 | 74.5 | 153245 | 318493.1429
[12 empty] | Florida Power & Light Company | Miami-Dade Solar Energy Center | 2019 | 2021 | 75 | 151774 | 395357.9255
[12 empty] | Florida Power & Light Company | Miami-Dade Solar Energy Center | 2019 | 2022 | 75 | 144699.94 | 387970.4469
[12 empty] | Florida Power & Light Company | Miami-Dade Solar Energy Center | 2019 | 2023 | 74.5 | 138098.49 | 462428.1082
[12 empty] | Florida Power & Light Company | Miami-Dade Solar Energy Center | 2019 | 2024 | 74.5 | 134113.87 | 442625
[12 empty] | Florida Power & Light Company | Nassau Solar Energy Center | 2020 | 2021 | 75 | 142627 | 208965.599
[12 empty] | Florida Power & Light Company | Nassau Solar Energy Center | 2020 | 2022 | 75 | 153691 | 395064.5429
[12 empty] | Florida Power & Light Company | Nassau Solar Energy Center | 2020 | 2023 | 74.5 | 141683.83 | 553014.0741
[12 empty] | Florida Power & Light Company | Nassau Solar Energy Center | 2020 | 2024 | 74.5 | 128218.83 | 353853
[12 empty] | Florida Power & Light Company | Northern Preserve Solar Energy Center | 2020 | 2021 | 75 | 130104 | 203061.6976
[12 empty] | Florida Power & Light Company | Northern Preserve Solar Energy Center | 2020 | 2022 | 75 | 133987.38 | 357782.8718
[12 empty] | Florida Power & Light Company | Northern Preserve Solar Energy Center | 2020 | 2023 | 74.5 | 125963.23 | 326313.085
[12 empty] | Florida Power & Light Company | Northern Preserve Solar Energy Center | 2020 | 2024 | 74.5 | 116652.91 | 290086
[12 empty] | Florida Power & Light Company | Okeechobee Solar Energy Center | 2020 | 2021 | 75 | 172334 | 174710.695
[12 empty] | Florida Power & Light Company | Okeechobee Solar Energy Center | 2020 | 2022 | 75 | 162372.05 | 276321.7256
[12 empty] | Florida Power & Light Company | Okeechobee Solar Energy Center | 2020 | 2023 | 74.5 | 155236.65 | 249561.791
[12 empty] | Florida Power & Light Company | Orange Blossom Solar Energy Center | 2021 | 2022 | 75 | 155789 | 200017.221
[12 empty] | Florida Power & Light Company | Orange Blossom Solar Energy Center | 2021 | 2023 | 74.5 | 158727.48 | 258425.0758
[12 empty] | Florida Power & Light Company | Orange Blossom Solar Energy Center | 2021 | 2024 | 74.5 | 148829.68 | 265759
[12 empty] | Florida Power & Light Company | Palm Bay Solar Energy Center | 2021 | 2022 | 75 | 164037 | 129179.1812
[12 empty] | Florida Power & Light Company | Palm Bay Solar Energy Center | 2021 | 2023 | 74.5 | 162817.82 | 161708.3469
[12 empty] | Florida Power & Light Company | Palm Bay Solar Energy Center | 2021 | 2024 | 74.5 | 142110.31 | 271917
[12 empty] | Florida Power & Light Company | Pelican Solar Energy Center | 2021 | 2022 | 74.5 | 159009 | 110551.6086
[12 empty] | Florida Power & Light Company | Pelican Solar Energy Center | 2021 | 2023 | 74.5 | 158328.39 | 227811.2041
[12 empty] | Florida Power & Light Company | Pelican Solar Energy Center | 2021 | 2024 | 74.5 | 151955.22 | 176432
[12 empty] | Florida Power & Light Company | Pink Trail | 2023 | 2024 | 74.5 | 150530.22 | 94795
[12 empty] | Florida Power & Light Company | Pioneer Trail | 2019 | 2020 | 74.5 | 145362 | 262883.0404
[12 empty] | Florida Power & Light Company | Pioneer Trail Solar Energy Center | 2019 | 2021 | 75 | 148209 | 317827.4474
[12 empty] | Florida Power & Light Company | Pioneer Trail Solar Energy Center | 2019 | 2022 | 75 | 134814.91 | 346278.0433
[12 empty] | Florida Power & Light Company | Pioneer Trail Solar Energy Center | 2019 | 2023 | 74.5 | 130847.29 | 316346.7545
[12 empty] | Florida Power & Light Company | Pioneer Trail Solar Energy Center | 2019 | 2024 | 74.5 | 111050.13 | 379496
[12 empty] | Florida Power & Light Company | Rodeo Solar Energy Center | 2021 | 2022 | 75 | 155964.5 | 163618.3331
[12 empty] | Florida Power & Light Company | Rodeo Solar Energy Center | 2021 | 2023 | 74.5 | 158306.78 | 153643.9253
[12 empty] | Florida Power & Light Company | Rodeo Solar Energy Center | 2021 | 2024 | 74.5 | 138922.61 | 133619
[12 empty] | Florida Power & Light Company | Sabal Palm Solar Energy Center | 2021 | 2022 | 75 | 161637 | 360494.8834
[12 empty] | Florida Power & Light Company | Sabal Palm Solar Energy Center | 2021 | 2023 | 74.5 | 160882.42 | 272777.9846
[12 empty] | Florida Power & Light Company | Sabal Palm Solar Energy Center | 2021 | 2024 | 74.5 | 153384.36 | 321403
[12 empty] | Florida Power & Light Company | Saw Palmetto | 2023 | 2024 | 74.5 | 160448.05 | 309661
[12 empty] | Florida Power & Light Company | Sawgrass Solar Energy Center | 2022 | 2023 | 74.5 | 146657.34 | 161924.4496
[12 empty] | Florida Power & Light Company | Sawgrass Solar Energy Center | 2022 | 2024 | 74.5 | 148287.27 | 106356
[12 empty] | Florida Power & Light Company | Shirer Branch | 2023 | 2024 | 74.5 | 173356.17 | 220785
[12 empty] | Florida Power & Light Company | Southfork Solar Energy Center | 2020 | 2021 | 75 | 179139 | 457053.3537
[12 empty] | Florida Power & Light Company | Southfork Solar Energy Center | 2020 | 2022 | 75 | 179991.15 | 323643.9935
[12 empty] | Florida Power & Light Company | Southfork Solar Energy Center | 2020 | 2023 | 74.5 | 180618.09 | 561923.4471
[12 empty] | Florida Power & Light Company | Southfork Solar Energy Center | 2020 | 2024 | 74.5 | 161669.48 | 332403
[12 empty] | Florida Power & Light Company | Space Coast | 2010 | 2011 | 10 | 18843 | 536778.8106
[12 empty] | Florida Power & Light Company | Space Coast | 2010 | 2012 | 10 | 18509 | 240250.4994
[12 empty] | Florida Power & Light Company | Space Coast | 2010 | 2013 | 10 | 18163 | 218128.0879
[12 empty] | Florida Power & Light Company | Space Coast | 2010 | 2014 | 10 | 17552 | 249808.0107
[12 empty] | Florida Power & Light Company | Space Coast | 2010 | 2015 | 10 | 17685 | 309947.9818
[12 empty] | Florida Power & Light Company | Space Coast | 2010 | 2016 | 10 | 18300 | 276140.5568
[12 empty] | Florida Power & Light Company | Space Coast | 2010 | 2017 | 10 | 17555 | 242509.1473
[12 empty] | Florida Power & Light Company | Space Coast | 2010 | 2018 | 10 | 17546 | 352094.9839
[12 empty] | Florida Power & Light Company | Space Coast | 2010 | 2019 | 10 | 16553 | 301556.9328
[12 empty] | Florida Power & Light Company | Space Coast | 2010 | 2020 | 10 | 15937 | 221565.615
[12 empty] | Florida Power & Light Company | Space Coast Solar Energy Center | 2010 | 2021 | 10 | 16431 | 162775.5844
[12 empty] | Florida Power & Light Company | Space Coast Solar Energy Center | 2010 | 2022 | 10 | 14878.49 | 135761.8572
[12 empty] | Florida Power & Light Company | Space Coast Solar Energy Center | 2010 | 2023 | 10 | 12815.3 | 190983.6106
[12 empty] | Florida Power & Light Company | Space Coast Solar Energy Center | 2010 | 2024 | 10 | 8586.21 | 123576
[12 empty] | Florida Power & Light Company | Sundew Solar Energy Center | 2022 | 2023 | 74.5 | 154897.02 | 237052.4126
[12 empty] | Florida Power & Light Company | Sundew Solar Energy Center | 2022 | 2024 | 74.5 | 147716.63 | 180102
[12 empty] | Florida Power & Light Company | Sunshine Gateway | 2019 | 2020 | 74.5 | 152223 | 268389.7325
[12 empty] | Florida Power & Light Company | Sunshine Gateway Solar Energy Center | 2019 | 2021 | 75 | 143807 | 295273.4984
[12 empty] | Florida Power & Light Company | Sunshine Gateway Solar Energy Center | 2019 | 2022 | 75 | 150502.76 | 460765.0397
[12 empty] | Florida Power & Light Company | Sunshine Gateway Solar Energy Center | 2019 | 2023 | 74.5 | 140367.14 | 480004.1227
[12 empty] | Florida Power & Light Company | Sunshine Gateway Solar Energy Center | 2019 | 2024 | 74.5 | 133185.07 | 499834
[12 empty] | Florida Power & Light Company | Sweetbay Solar Energy Center | 2020 | 2021 | 75 | 144673 | 393464.2213
[12 empty] | Florida Power & Light Company | Sweetbay Solar Energy Center | 2020 | 2022 | 75 | 137457.37 | 317494.2208
[12 empty] | Florida Power & Light Company | Sweetbay Solar Energy Center | 2020 | 2023 | 74.5 | 126405.38 | 513202.0096
[12 empty] | Florida Power & Light Company | Sweetbay Solar Energy Center | 2020 | 2024 | 74.5 | 119162.98 | 355196
[12 empty] | Florida Power & Light Company | Trailside Solar Energy Center | 2020 | 2021 | 75 | 150410 | 232335.6821
[12 empty] | Florida Power & Light Company | Trailside Solar Energy Center | 2020 | 2022 | 75 | 153540.55 | 451309.0744
[12 empty] | Florida Power & Light Company | Trailside Solar Energy Center | 2020 | 2023 | 74.5 | 144663.51 | 282695.1543
[12 empty] | Florida Power & Light Company | Trailside Solar Energy Center | 2020 | 2024 | 74.5 | 132788.31 | 298959
[12 empty] | Florida Power & Light Company | Twin Lakes Solar Energy Center | 2020 | 2021 | 75 | 144119 | 221611.1328
[12 empty] | Florida Power & Light Company | Twin Lakes Solar Energy Center | 2020 | 2022 | 75 | 145817.25 | 282158.4923
[12 empty] | Florida Power & Light Company | Twin Lakes Solar Energy Center | 2020 | 2023 | 74.5 | 128651.18 | 430349.654
[12 empty] | Florida Power & Light Company | Twin Lakes Solar Energy Center | 2020 | 2024 | 74.5 | 122724.5 | 476814
[12 empty] | Florida Power & Light Company | Union Springs Solar Energy Center | 2020 | 2021 | 75 | 146305 | 292234.0236
[12 empty] | Florida Power & Light Company | Union Springs Solar Energy Center | 2020 | 2022 | 75 | 160493 | 296216.1768
[12 empty] | Florida Power & Light Company | Union Springs Solar Energy Center | 2020 | 2023 | 74.5 | 152572.94 | 159578.045
[12 empty] | Florida Power & Light Company | Union Springs Solar Energy Center | 2020 | 2024 | 74.5 | 146030.2 | 357268
[12 empty] | Florida Power & Light Company | Wild Azalea | 2023 | 2024 | 74.5 | 170057.49 | 126715
[12 empty] | Florida Power & Light Company | Wildflower | 2018 | 2019 | 74.5 | 162578 | 306950.1367
[12 empty] | Florida Power & Light Company | Wildflower | 2018 | 2020 | 74.5 | 158320 | 329075.0726
[12 empty] | Florida Power & Light Company | Wildflower Solar Energy Center | 2018 | 2021 | 75 | 159204 | 281728.853
[12 empty] | Florida Power & Light Company | Wildflower Solar Energy Center | 2018 | 2022 | 75 | 148633 | 352747.1883
[12 empty] | Florida Power & Light Company | Wildflower Solar Energy Center | 2018 | 2023 | 74.5 | 157707 | 221232.8729
[12 empty] | Florida Power & Light Company | Wildflower Solar Energy Center | 2018 | 2024 | 74.5 | 148619.69 | 297819
[12 empty] | Florida Power & Light Company | Willow Solar Energy Center | 2021 | 2022 | 75 | 166371.99 | 214529.0295
[12 empty] | Florida Power & Light Company | Willow Solar Energy Center | 2021 | 2024 | 74.5 | 159009.1 | 206287
[12 empty] | Georgia Power Company | Dalton | 2011 | 2014 | 8 | 1623 | 17004.9718
[12 empty] | Georgia Power Company | Dalton | 2011 | 2015 | 8 | 10823.694 | 24666.1252
[12 empty] | Georgia Power Company | Fort Benning | 2015 | 2016 | 30 | 60634 | 269888.0436
[12 empty] | Georgia Power Company | Fort Benning | 2015 | 2017 | 30 | 56460 | 166931.59
[12 empty] | Georgia Power Company | Fort Benning | 2015 | 2018 | 30 | 55294 | 547628.901
[12 empty] | Georgia Power Company | Fort Benning | 2015 | 2019 | 30.01 | 53291 | 676390.6202
[12 empty] | Georgia Power Company | Fort Benning | 2015 | 2020 | 30.01 | 51095 | 640839.6629
[12 empty] | Georgia Power Company | Fort Benning | 2015 | 2021 | 30.01 | 48077 | 586249.2204
[12 empty] | Georgia Power Company | Fort Benning | 2015 | 2022 | 30.01 | 52960 | 339599.8739
[12 empty] | Georgia Power Company | Fort Benning | 2015 | 2023 | 30.01 | 51472 | 371414.0335
[12 empty] | Georgia Power Company | Fort Benning | 2015 | 2024 | 30.01 | 51471 | 679928
[12 empty] | Georgia Power Company | Fort Gordon | 2016 | 2017 | 30 | 58891 | 274937.4558
[12 empty] | Georgia Power Company | Fort Gordon | 2016 | 2018 | 30 | 56530 | 358189.3123
[12 empty] | Georgia Power Company | Fort Gordon | 2016 | 2019 | 30 | 56554 | 514830.5637
[12 empty] | Georgia Power Company | Fort Gordon | 2016 | 2020 | 30 | 53884 | 658952.4368
[12 empty] | Georgia Power Company | Fort Gordon | 2016 | 2021 | 30 | 56403 | 830950.8137
[12 empty] | Georgia Power Company | Fort Gordon | 2016 | 2022 | 30 | 57016 | 348277.0378
[12 empty] | Georgia Power Company | Fort Gordon | 2016 | 2023 | 30 | 54727 | 413704.6223
[12 empty] | Georgia Power Company | Fort Gordon | 2016 | 2024 | 30 | 43959 | 537252
[12 empty] | Georgia Power Company | Fort Stewart | 2016 | 2017 | 30 | 58299 | 326592.3262
[12 empty] | Georgia Power Company | Fort Stewart | 2016 | 2018 | 30 | 52716 | 383405.2385
[12 empty] | Georgia Power Company | Fort Stewart | 2016 | 2019 | 30 | 54268 | 494643.9872
[12 empty] | Georgia Power Company | Fort Stewart | 2016 | 2020 | 30 | 50513 | 689162.5801
[12 empty] | Georgia Power Company | Fort Stewart | 2016 | 2021 | 30 | 47724 | 701559.4385
[12 empty] | Georgia Power Company | Fort Stewart | 2016 | 2022 | 30 | 53215 | 417131.9987
[12 empty] | Georgia Power Company | Fort Stewart | 2016 | 2023 | 30 | 51230 | 669996.3236
[12 empty] | Georgia Power Company | Fort Stewart | 2016 | 2024 | 30 | 35247 | 709220
[12 empty] | Georgia Power Company | Fort Valley State University | 2022 | 2023 | 10.8 | 20595 | 301197.0308
[12 empty] | Georgia Power Company | Fort Valley State University | 2022 | 2024 | 10.8 | 21145 | 216015
[12 empty] | Georgia Power Company | King'S Bay | 2016 | 2017 | 30 | 59697 | 116199.6647
[12 empty] | Georgia Power Company | King'S Bay | 2016 | 2018 | 30.16 | 55206 | 597730.2053
[12 empty] | Georgia Power Company | King'S Bay | 2016 | 2019 | 30.16 | 59430 | 587994.1067
[12 empty] | Georgia Power Company | King'S Bay | 2016 | 2020 | 30.16 | 55713 | 773060.8917
[12 empty] | Georgia Power Company | King'S Bay | 2016 | 2021 | 30.16 | 47450 | 2760719.5158
[12 empty] | Georgia Power Company | King'S Bay | 2016 | 2022 | 30.16 | 56817 | 1333495.8869
[12 empty] | Georgia Power Company | King'S Bay | 2016 | 2023 | 30.16 | 55658 | 461396.7553
[12 empty] | Georgia Power Company | King'S Bay | 2016 | 2024 | 30.16 | 49092 | 503073
[12 empty] | Georgia Power Company | Moody Afb | 2020 | 2022 | 49.5 | 98807 | 445329.0676
[12 empty] | Georgia Power Company | Moody Afb | 2020 | 2023 | 49.5 | 92957 | 502609.9029
[12 empty] | Georgia Power Company | Moody Afb | 2020 | 2024 | 49.5 | 84105 | 834177
[12 empty] | Georgia Power Company | Robins Afb | 2021 | 2022 | 128 | 255400 | 1619653.4292
[12 empty] | Georgia Power Company | Robins Afb | 2021 | 2023 | 128 | 225198 | 1699611.1584
[12 empty] | Georgia Power Company | Robins Afb | 2021 | 2024 | 128 | 234936 | 2078256
[12 empty] | Indiana Michigan Power Company | St. Joseph | 2020 | 2021 | 20 | 27221 | 302625.5265
[12 empty] | Indiana Michigan Power Company | St. Joseph | 2020 | 2022 | 20 | 24276 | 723338.9036
[12 empty] | Indiana Michigan Power Company | St. Joseph | 2020 | 2023 | 20 | 32397 | 98876.7321
[12 empty] | Indiana Michigan Power Company | St. Joseph | 2020 | 2024 | 20 | 37999 | 207300
[12 empty] | Interstate Power And Light Company | Pleasant Creek 1 | 2023 | 2024 | 50 | 76301.646 | 260593
[12 empty] | Kentucky Utilities Company | Brown Solar | 2016 | 2017 | 6.1 | 10643 | 152750.5448
[12 empty] | Kentucky Utilities Company | Brown Solar | 2016 | 2018 | 6.1 | 10389 | 99188.9277
[12 empty] | Kentucky Utilities Company | Brown Solar | 2016 | 2019 | 6.1 | 10666.62 | 112217.9022
[12 empty] | Kentucky Utilities Company | Brown Solar | 2016 | 2020 | 6.1 | 10128.88 | 76914.2143
[12 empty] | Kentucky Utilities Company | Brown Solar | 2016 | 2021 | 6.1 | 10083 | 67482.2518
[12 empty] | Kentucky Utilities Company | Brown Solar | 2016 | 2022 | 6.1 | 10396 | 66012.4418
[12 empty] | Kentucky Utilities Company | Brown Solar | 2016 | 2023 | 6.1 | 10009 | 50579.3066
[12 empty] | Kentucky Utilities Company | Brown Solar | 2016 | 2024 | 6.1 | 9552 | 42449
[12 empty] | Liberty Utilities (Calpeco Electric) Llc | Luning Solar Facility | 2017 | 2018 | 50 | 129359 | 1107391.3673
[12 empty] | Liberty Utilities (Calpeco Electric) Llc | Luning Solar Facility | 2017 | 2019 | 50 | 129678 | 1078694.961
[12 empty] | Liberty Utilities (Calpeco Electric) Llc | Luning Solar Facility | 2017 | 2020 | 50 | 137784 | 1559947.3484
[12 empty] | Liberty Utilities (Calpeco Electric) Llc | Luning Solar Facility | 2017 | 2021 | 50 | 111602 | 1922251.8557
[12 empty] | Liberty Utilities (Calpeco Electric) Llc | Luning Solar Facility | 2017 | 2022 | 50 | 129673 | 1278056.6828
[12 empty] | Liberty Utilities (Calpeco Electric) Llc | Luning Solar Facility | 2017 | 2023 | 50 | 125578 | 1412033.7209
[12 empty] | Liberty Utilities (Calpeco Electric) Llc | Turquoise Solar Facility | 2019 | 2020 | 10 | 16186 | 405418.7683
[12 empty] | Liberty Utilities (Calpeco Electric) Llc | Turquoise Solar Facility | 2019 | 2021 | 10 | 22223 | 333470.3989
[12 empty] | Liberty Utilities (Calpeco Electric) Llc | Turquoise Solar Facility | 2019 | 2022 | 10 | 24147 | 482220.2769
[12 empty] | Liberty Utilities (Calpeco Electric) Llc | Turquoise Solar Facility | 2019 | 2023 | 10 | 14783 | 330975.1687
[12 empty] | Liberty Utilities (Calpeco Electric) Llc | Turquoise Solar Facility | 2019 | 2024 | 10 | 9246 | 396697
[12 empty] | Madison Gas And Electric Company | Badger Hollow Solar Park | 2021 | 2022 | 50 | 98626.5 | 864288.1727
[12 empty] | Madison Gas And Electric Company | Dane County Pv Generation | 2020 | 2021 | 34 | 48310.7 | 420104.5247
[12 empty] | Madison Gas And Electric Company | Dane County Pv Generation | 2020 | 2022 | 34 | 76914.4 | 572930.4862
[12 empty] | Madison Gas And Electric Company | Dane County Solar | 2020 | 2023 | 46 | 73790.645 | 739472.8416
[12 empty] | Madison Gas And Electric Company | Dane County Solar | 2020 | 2024 | 52 | 84225.908 | 821215
[12 empty] | Madison Gas And Electric Company | Plant Name: Badger Hollow 2 | 2023 | 2024 | 50 | 99284.78 | 675847.35
[12 empty] | Madison Gas And Electric Company | Plant Name: Badger Hollow Solar Park | 2021 | 2023 | 50 | 87135.59 | 766200.6842
[12 empty] | Madison Gas And Electric Company | Plant Name: Badger Hollow Solar Park | 2021 | 2024 | 50 | 98406.31 | 848765.77
[12 empty] | Madison Gas And Electric Company | Plant Name: Two Creeks Solar Park | 2020 | 2023 | 50 | 96312.89 | 1049050.9408
[12 empty] | Madison Gas And Electric Company | Plant Name: Two Creeks Solar Park | 2020 | 2024 | 50 | 99686.28 | 1024280.17
[12 empty] | Madison Gas And Electric Company | Two Creeks Solar Park | 2020 | 2021 | 50 | 95564.3 | 1083453.4226
[12 empty] | Madison Gas And Electric Company | Two Creeks Solar Park | 2020 | 2022 | 50 | 94793.6 | 1086799.3866
[12 empty] | Midamerican Energy Company | Arbor Hill Solar Farm (72,384Modules) | 2022 | 2024 | 24 | 43289.98 | 353926
[12 empty] | Midamerican Energy Company | Arbor Hill Solar Farm (76,384 Modules) | 2022 | 2023 | 24 | 44418.72 | 255731.4729
[12 empty] | Midamerican Energy Company | Franklin Solar Farm (22,074 Modules) | 2022 | 2023 | 7 | 13638.24 | 43158.0723
[12 empty] | Midamerican Energy Company | Franklin Solar Farm (22,074 Modules) | 2022 | 2024 | 7 | 11743.18 | 59776
[12 empty] | Midamerican Energy Company | Holliday Creek Solar Farm (265,275 Modules) | 2022 | 2023 | 100 | 204261.81 | 1077276.2423
[12 empty] | Midamerican Energy Company | Holliday Creek Solar Farm (265,275 Modules) | 2022 | 2024 | 100 | 207093.3 | 911532
[12 empty] | Nevada Power Company | Nellis Solar | 2015 | 2021 | 15 | 37312 | 329316.9804
[12 empty] | Nevada Power Company | Nellis Solar | 2015 | 2022 | 15 | 38364 | 484033.5898
[12 empty] | Nevada Power Company | Nellis Solar | 2015 | 2023 | 15 | 37449 | 268323.8102
[12 empty] | Nevada Power Company | Nellis Solar | 2015 | 2024 | 15 | 38861 | 631288
[12 empty] | Nevada Power Company, D/B/A Nv Energy | Nellis Solar | 2015 | 2016 | 15 | 39334 | 630.9876
[12 empty] | Nevada Power Company, D/B/A Nv Energy | Nellis Solar | 2015 | 2017 | 15 | 40475 | 1688.1004
[12 empty] | Nevada Power Company, D/B/A Nv Energy | Nellis Solar | 2015 | 2018 | 15 | 40614 | 734006.6345
[12 empty] | Nevada Power Company, D/B/A Nv Energy | Nellis Solar | 2015 | 2019 | 15 | 39324 | 301995.3264
[12 empty] | Nevada Power Company, D/B/A Nv Energy | Nellis Solar | 2015 | 2020 | 15 | 40088 | 197921.1888
[12 empty] | Otter Tail Power Company | Hoot Lake Solar | 2023 | 2024 | 49.9 | 72335 | 585420
[12 empty] | Pacific Gas And Electric Company | Cantua Solar Station | 2012 | 2013 | 20 | 48175 | 894584.9469
[12 empty] | Pacific Gas And Electric Company | Cantua Solar Station | 2012 | 2014 | 20 | 43209 | 866288.5678
[12 empty] | Pacific Gas And Electric Company | Cantua Solar Station | 2012 | 2015 | 20 | 42547 | 321537.2516
[12 empty] | Pacific Gas And Electric Company | Cantua Solar Station | 2012 | 2016 | 20 | 43802 | 267036.4897
[12 empty] | Pacific Gas And Electric Company | Cantua Solar Station | 2012 | 2017 | 20 | 39822 | 204817.4219
[12 empty] | Pacific Gas And Electric Company | Cantua Solar Station | 2012 | 2018 | 20 | 42223.391 | 492000.0972
[12 empty] | Pacific Gas And Electric Company | Cantua Solar Station | 2012 | 2019 | 20 | 40364.941 | 138587.7543
[12 empty] | Pacific Gas And Electric Company | Cantua Solar Station | 2012 | 2020 | 20 | 42368.078 | 273503.0046
[12 empty] | Pacific Gas And Electric Company | Cantua Solar Station | 2012 | 2021 | 20 | 42368.078 | 202920.7496
[12 empty] | Pacific Gas And Electric Company | Cantua Solar Station | 2012 | 2022 | 20 | 36603.443 | 177263.274
[12 empty] | Pacific Gas And Electric Company | Cantua Solar Station | 2012 | 2023 | 20 | 33904.091 | 202955.2926
[12 empty] | Pacific Gas And Electric Company | Cantua Solar Station | 2012 | 2024 | 20 | 31213.623 | 277270
[12 empty] | Pacific Gas And Electric Company | Five Points - Schindler Solar Station #1 | 2011 | 2012 | 15 | 29948 | 725698.342
[12 empty] | Pacific Gas And Electric Company | Five Points - Schindler Solar Station #1 | 2011 | 2013 | 15 | 28338 | 671269.0591
[12 empty] | Pacific Gas And Electric Company | Five Points - Schindler Solar Station #1 | 2011 | 2014 | 15 | 28299 | 649391.73
[12 empty] | Pacific Gas And Electric Company | Five Points - Schindler Solar Station #1 | 2011 | 2015 | 15 | 25471 | 449887.8356
[12 empty] | Pacific Gas And Electric Company | Five Points - Schindler Solar Station #1 | 2011 | 2016 | 15 | 29839 | 317526.9679
[12 empty] | Pacific Gas And Electric Company | Five Points - Schindler Solar Station #1 | 2011 | 2017 | 15 | 27708 | 204709.7241
[12 empty] | Pacific Gas And Electric Company | Five Points - Schindler Solar Station #1 | 2011 | 2018 | 15 | 28699.174 | 211287.5967
[12 empty] | Pacific Gas And Electric Company | Five Points - Schindler Solar Station #1 | 2011 | 2019 | 15 | 26209.055 | 214434.651
[12 empty] | Pacific Gas And Electric Company | Five Points - Schindler Solar Station #1 | 2011 | 2020 | 15 | 24139.525 | 196698.1397
[12 empty] | Pacific Gas And Electric Company | Five Points - Schindler Solar Station #1 | 2011 | 2021 | 15 | 24139.525 | 263313.5457
[12 empty] | Pacific Gas And Electric Company | Five Points - Schindler Solar Station #1 | 2011 | 2022 | 15 | 17983.549 | 322820.6285
[12 empty] | Pacific Gas And Electric Company | Five Points - Schindler Solar Station #1 | 2011 | 2023 | 15 | 18480.933 | 157122.0528
[12 empty] | Pacific Gas And Electric Company | Five Points - Schindler Solar Station #1 | 2011 | 2024 | 15 | 15413.517 | 313230
[12 empty] | Pacific Gas And Electric Company | Gates Solar Station | 2013 | 2014 | 20 | 47646 | 866288.5678
[12 empty] | Pacific Gas And Electric Company | Gates Solar Station | 2013 | 2015 | 20 | 43228 | 228448.6231
[12 empty] | Pacific Gas And Electric Company | Gates Solar Station | 2013 | 2016 | 20 | 43717 | 169419.5256
[12 empty] | Pacific Gas And Electric Company | Gates Solar Station | 2013 | 2017 | 20 | 42378 | 121803.7072
[12 empty] | Pacific Gas And Electric Company | Gates Solar Station | 2013 | 2018 | 20 | 43311.245 | 128654.2339
[12 empty] | Pacific Gas And Electric Company | Gates Solar Station | 2013 | 2019 | 20 | 33234.616 | 146307.816
[12 empty] | Pacific Gas And Electric Company | Gates Solar Station | 2013 | 2020 | 20 | 30953.94 | 120711.018
[12 empty] | Pacific Gas And Electric Company | Gates Solar Station | 2013 | 2021 | 20 | 30953.94 | 358551.1812
[12 empty] | Pacific Gas And Electric Company | Gates Solar Station | 2013 | 2022 | 20 | 27186.01 | 311677.6137
[12 empty] | Pacific Gas And Electric Company | Gates Solar Station | 2013 | 2023 | 20 | 37517.288 | 155405.5211
[12 empty] | Pacific Gas And Electric Company | Gates Solar Station | 2013 | 2024 | 20 | 31703.732 | 249536
[12 empty] | Pacific Gas And Electric Company | Giffen Solar Station | 2012 | 2013 | 10 | 24000 | 447953.1713
[12 empty] | Pacific Gas And Electric Company | Giffen Solar Station | 2012 | 2014 | 10 | 21518 | 433793.6757
[12 empty] | Pacific Gas And Electric Company | Giffen Solar Station | 2012 | 2015 | 10 | 21772 | 211459.7779
[12 empty] | Pacific Gas And Electric Company | Giffen Solar Station | 2012 | 2016 | 10 | 20678 | 248625.6745
[12 empty] | Pacific Gas And Electric Company | Giffen Solar Station | 2012 | 2017 | 10 | 18175 | 154289.6215
[12 empty] | Pacific Gas And Electric Company | Giffen Solar Station | 2012 | 2018 | 10 | 18948.35 | 127063.9301
[12 empty] | Pacific Gas And Electric Company | Giffen Solar Station | 2012 | 2019 | 10 | 17464.494 | 133761.8124
[12 empty] | Pacific Gas And Electric Company | Giffen Solar Station | 2012 | 2020 | 10 | 19036.014 | 143126.4523
[12 empty] | Pacific Gas And Electric Company | Giffen Solar Station | 2012 | 2021 | 10 | 19036.014 | 125044.7216
[12 empty] | Pacific Gas And Electric Company | Giffen Solar Station | 2012 | 2022 | 10 | 17190.931 | 119419.7592
[12 empty] | Pacific Gas And Electric Company | Giffen Solar Station | 2012 | 2023 | 10 | 13159.231 | 138635.539
[12 empty] | Pacific Gas And Electric Company | Giffen Solar Station | 2012 | 2024 | 10 | 13554.999 | 167500
[12 empty] | Pacific Gas And Electric Company | Guernsey Solar Station | 2013 | 2014 | 20 | 46332 | 866288.5678
[12 empty] | Pacific Gas And Electric Company | Guernsey Solar Station | 2013 | 2015 | 20 | 46157 | 666404.8898
[12 empty] | Pacific Gas And Electric Company | Guernsey Solar Station | 2013 | 2016 | 20 | 45922 | 450898.6196
[12 empty] | Pacific Gas And Electric Company | Guernsey Solar Station | 2013 | 2017 | 20 | 44076 | 346556.4928
[12 empty] | Pacific Gas And Electric Company | Guernsey Solar Station | 2013 | 2018 | 20 | 43716.766 | 495893.2197
[12 empty] | Pacific Gas And Electric Company | Guernsey Solar Station | 2013 | 2019 | 20 | 43082.968 | 152236.9679
[12 empty] | Pacific Gas And Electric Company | Guernsey Solar Station | 2013 | 2020 | 20 | 41821.844 | 202623.2121
[12 empty] | Pacific Gas And Electric Company | Guernsey Solar Station | 2013 | 2021 | 20 | 41821.844 | 185272.6995
[12 empty] | Pacific Gas And Electric Company | Guernsey Solar Station | 2013 | 2022 | 20 | 31281.017 | 419894.9401
[12 empty] | Pacific Gas And Electric Company | Guernsey Solar Station | 2013 | 2023 | 20 | 24217.427 | 971420.7232
[12 empty] | Pacific Gas And Electric Company | Guernsey Solar Station | 2013 | 2024 | 20 | 22737.658 | 487840
[12 empty] | Pacific Gas And Electric Company | Huron Solar Station | 2012 | 2013 | 20 | 45047 | 894584.9469
[12 empty] | Pacific Gas And Electric Company | Huron Solar Station | 2012 | 2014 | 20 | 44014 | 866288.5678
[12 empty] | Pacific Gas And Electric Company | Huron Solar Station | 2012 | 2015 | 20 | 42785 | 279880.9944
[12 empty] | Pacific Gas And Electric Company | Huron Solar Station | 2012 | 2016 | 20 | 42504 | 223001.2055
[12 empty] | Pacific Gas And Electric Company | Huron Solar Station | 2012 | 2017 | 20 | 40413 | 157541.8446
[12 empty] | Pacific Gas And Electric Company | Huron Solar Station | 2012 | 2018 | 20 | 41312.76 | 378609.8419
[12 empty] | Pacific Gas And Electric Company | Huron Solar Station | 2012 | 2019 | 20 | 39941.301 | 170786.7949
[12 empty] | Pacific Gas And Electric Company | Huron Solar Station | 2012 | 2020 | 20 | 37664.438 | 197078.4854
[12 empty] | Pacific Gas And Electric Company | Huron Solar Station | 2012 | 2021 | 20 | 37664.438 | 135731.7606
[12 empty] | Pacific Gas And Electric Company | Huron Solar Station | 2012 | 2022 | 20 | 29274.171 | 218780.6064
[12 empty] | Pacific Gas And Electric Company | Huron Solar Station | 2012 | 2023 | 20 | 31300.71 | 325502.9558
[12 empty] | Pacific Gas And Electric Company | Huron Solar Station | 2012 | 2024 | 20 | 28770.159 | 231970
[12 empty] | Pacific Gas And Electric Company | Stroud Solar Station | 2011 | 2012 | 20 | 43065 | 967597.7893
[12 empty] | Pacific Gas And Electric Company | Stroud Solar Station | 2011 | 2013 | 20 | 44933 | 894584.9469
[12 empty] | Pacific Gas And Electric Company | Stroud Solar Station | 2011 | 2014 | 20 | 42715 | 866288.5678
[12 empty] | Pacific Gas And Electric Company | Stroud Solar Station | 2011 | 2015 | 20 | 40966 | 281956.6653
[12 empty] | Pacific Gas And Electric Company | Stroud Solar Station | 2011 | 2016 | 20 | 38539 | 397973.4217
[12 empty] | Pacific Gas And Electric Company | Stroud Solar Station | 2011 | 2017 | 20 | 34562 | 652394.4511
[12 empty] | Pacific Gas And Electric Company | Stroud Solar Station | 2011 | 2018 | 20 | 37339.126 | 264515.6416
[12 empty] | Pacific Gas And Electric Company | Stroud Solar Station | 2011 | 2019 | 20 | 33508.633 | 189642.5339
[12 empty] | Pacific Gas And Electric Company | Stroud Solar Station | 2011 | 2020 | 20 | 33705.355 | 965827.2081
[12 empty] | Pacific Gas And Electric Company | Stroud Solar Station | 2011 | 2021 | 20 | 33705.355 | 181146.5613
[12 empty] | Pacific Gas And Electric Company | Stroud Solar Station | 2011 | 2022 | 20 | 29512.392 | 422718.3606
[12 empty] | Pacific Gas And Electric Company | Stroud Solar Station | 2011 | 2023 | 20 | 23456.758 | 294205.9536
[12 empty] | Pacific Gas And Electric Company | Stroud Solar Station | 2011 | 2024 | 20 | 21268.218 | 223539
[12 empty] | Pacific Gas And Electric Company | West Gates Solar Station | 2013 | 2014 | 10 | 23405 | 433793.6757
[12 empty] | Pacific Gas And Electric Company | West Gates Solar Station | 2013 | 2015 | 10 | 22148 | 151677.11
[12 empty] | Pacific Gas And Electric Company | West Gates Solar Station | 2013 | 2016 | 10 | 22441 | 133270.9487
[12 empty] | Pacific Gas And Electric Company | West Gates Solar Station | 2013 | 2017 | 10 | 21555 | 52619.1414
[12 empty] | Pacific Gas And Electric Company | West Gates Solar Station | 2013 | 2018 | 10 | 21698.973 | 136423.3395
[12 empty] | Pacific Gas And Electric Company | West Gates Solar Station | 2013 | 2019 | 10 | 18063.327 | 97952.047
[12 empty] | Pacific Gas And Electric Company | West Gates Solar Station | 2013 | 2020 | 10 | 19002.096 | 80157.8497
[12 empty] | Pacific Gas And Electric Company | West Gates Solar Station | 2013 | 2021 | 10 | 19002.096 | 79652.6545
[12 empty] | Pacific Gas And Electric Company | West Gates Solar Station | 2013 | 2022 | 10 | 19739.032 | 122320.6355
[12 empty] | Pacific Gas And Electric Company | West Gates Solar Station | 2013 | 2023 | 10 | 20243.432 | 94535.2178
[12 empty] | Pacific Gas And Electric Company | West Gates Solar Station | 2013 | 2024 | 10 | 19248.933 | 74578
[12 empty] | Pacific Gas And Electric Company | Westside - Schindler Solar Station #2 | 2011 | 2012 | 15 | 32301 | 725698.342
[12 empty] | Pacific Gas And Electric Company | Westside - Schindler Solar Station #2 | 2011 | 2013 | 15 | 32642 | 671269.0591
[12 empty] | Pacific Gas And Electric Company | Westside - Schindler Solar Station #2 | 2011 | 2014 | 15 | 32102 | 649391.73
[12 empty] | Pacific Gas And Electric Company | Westside - Schindler Solar Station #2 | 2011 | 2015 | 15 | 28713 | 286304.8934
[12 empty] | Pacific Gas And Electric Company | Westside - Schindler Solar Station #2 | 2011 | 2016 | 15 | 30612 | 295415.6337
[12 empty] | Pacific Gas And Electric Company | Westside - Schindler Solar Station #2 | 2011 | 2017 | 15 | 25383 | 735224.0777
[12 empty] | Pacific Gas And Electric Company | Westside - Schindler Solar Station #2 | 2011 | 2018 | 15 | 28707.717 | 326320.7986
[12 empty] | Pacific Gas And Electric Company | Westside - Schindler Solar Station #2 | 2011 | 2019 | 15 | 27663.216 | 154495.1763
[12 empty] | Pacific Gas And Electric Company | Westside - Schindler Solar Station #2 | 2011 | 2020 | 15 | 24388.943 | 208738.4573
[12 empty] | Pacific Gas And Electric Company | Westside - Schindler Solar Station #2 | 2011 | 2021 | 15 | 24388.943 | 730383.2988
[12 empty] | Pacific Gas And Electric Company | Westside - Schindler Solar Station #2 | 2011 | 2022 | 15 | 17699.298 | 346783.0971
[12 empty] | Pacific Gas And Electric Company | Westside - Schindler Solar Station #2 | 2011 | 2023 | 15 | 18528.988 | 273618.8393
[12 empty] | Pacific Gas And Electric Company | Westside - Schindler Solar Station #2 | 2011 | 2024 | 15 | 13869.722 | 311499
[12 empty] | Public Service Company Of New Mexico | Cibola Solar | 2014 | 2015 | 8 | 18284 | 96487.1696
[12 empty] | Public Service Company Of New Mexico | Cibola Solar | 2014 | 2016 | 8 | 19149 | 211973.5823
[12 empty] | Public Service Company Of New Mexico | Cibola Solar | 2014 | 2017 | 8 | 19983 | 191504.2206
[12 empty] | Public Service Company Of New Mexico | Cibola Solar | 2014 | 2018 | 8 | 19678 | 180197.7075
[12 empty] | Public Service Company Of New Mexico | Cibola Solar | 2014 | 2019 | 8 | 19762 | 160849.4736
[12 empty] | Public Service Company Of New Mexico | Cibola Solar | 2014 | 2020 | 8 | 20437 | 174205.4477
[12 empty] | Public Service Company Of New Mexico | Cibola Solar | 2014 | 2021 | 8 | 19854 | 190003.55
[12 empty] | Public Service Company Of New Mexico | Cibola Solar | 2014 | 2022 | 8 | 20004 | 197980.0292
[12 empty] | Public Service Company Of New Mexico | Cibola Solar | 2014 | 2023 | 8 | 19137 | 180299.3274
[12 empty] | Public Service Company Of New Mexico | Cibola Solar | 2014 | 2024 | 8 | 19157 | 182130
[12 empty] | Public Service Company Of New Mexico | Deming Solar | 2011 | 2013 | 9 | 12417.236 | 176928.2887
[12 empty] | Public Service Company Of New Mexico | Deming Solar | 2011 | 2014 | 9 | 21061 | 158851.6074
[12 empty] | Public Service Company Of New Mexico | Deming Solar | 2011 | 2015 | 9 | 19987 | 135079.4638
[12 empty] | Public Service Company Of New Mexico | Deming Solar | 2011 | 2016 | 9 | 20863 | 238469.9614
[12 empty] | Public Service Company Of New Mexico | Deming Solar | 2011 | 2017 | 9 | 17638 | 215440.6828
[12 empty] | Public Service Company Of New Mexico | Deming Solar | 2011 | 2018 | 9 | 20161 | 202722.727
[12 empty] | Public Service Company Of New Mexico | Deming Solar | 2011 | 2019 | 9 | 18808 | 180955.3568
[12 empty] | Public Service Company Of New Mexico | Deming Solar | 2011 | 2020 | 9 | 20172 | 195981.4259
[12 empty] | Public Service Company Of New Mexico | Deming Solar | 2011 | 2021 | 9 | 19470 | 213754.42
[12 empty] | Public Service Company Of New Mexico | Deming Solar | 2011 | 2022 | 9 | 18596 | 222727.6655
[12 empty] | Public Service Company Of New Mexico | Deming Solar | 2011 | 2023 | 9 | 19241 | 202836.4873
[12 empty] | Public Service Company Of New Mexico | Deming Solar | 2011 | 2024 | 9 | 20008 | 204895
[12 empty] | Public Service Company Of New Mexico | Los Lunas Solar | 2011 | 2013 | 7 | 12161.82 | 137611.4785
[12 empty] | Public Service Company Of New Mexico | Los Lunas Solar | 2011 | 2014 | 7 | 16172 | 123550.673
[12 empty] | Public Service Company Of New Mexico | Los Lunas Solar | 2011 | 2015 | 7 | 15286 | 33769.2225
[12 empty] | Public Service Company Of New Mexico | Los Lunas Solar | 2011 | 2016 | 7 | 15436 | 185475.9285
[12 empty] | Public Service Company Of New Mexico | Los Lunas Solar | 2011 | 2017 | 7 | 13437 | 167566.5061
[12 empty] | Public Service Company Of New Mexico | Los Lunas Solar | 2011 | 2018 | 7 | 14973 | 157673.9123
[12 empty] | Public Service Company Of New Mexico | Los Lunas Solar | 2011 | 2019 | 7 | 15071 | 140743.5905
[12 empty] | Public Service Company Of New Mexico | Los Lunas Solar | 2011 | 2020 | 7 | 15487 | 152429.4696
[12 empty] | Public Service Company Of New Mexico | Los Lunas Solar | 2011 | 2021 | 7 | 15190 | 166253.8167
[12 empty] | Public Service Company Of New Mexico | Los Lunas Solar | 2011 | 2022 | 7 | 14715 | 173232.3929
[12 empty] | Public Service Company Of New Mexico | Los Lunas Solar | 2011 | 2023 | 7 | 15026 | 157762.1675
[12 empty] | Public Service Company Of New Mexico | Los Lunas Solar | 2011 | 2024 | 7 | 13600 | 159363
[12 empty] | Public Service Company Of New Mexico | Manzano Solar | 2013 | 2014 | 8 | 18744 | 141201.1402
[12 empty] | Public Service Company Of New Mexico | Manzano Solar | 2013 | 2015 | 8 | 18080 | 118193.5657
[12 empty] | Public Service Company Of New Mexico | Manzano Solar | 2013 | 2016 | 8 | 18799 | 211973.5823
[12 empty] | Public Service Company Of New Mexico | Manzano Solar | 2013 | 2017 | 8 | 18902 | 191502.9683
[12 empty] | Public Service Company Of New Mexico | Manzano Solar | 2013 | 2018 | 8 | 18631 | 180197.7075
[12 empty] | Public Service Company Of New Mexico | Manzano Solar | 2013 | 2019 | 8 | 18051 | 160849.4736
[12 empty] | Public Service Company Of New Mexico | Manzano Solar | 2013 | 2020 | 8.4 | 18472 | 182915.3636
[12 empty] | Public Service Company Of New Mexico | Manzano Solar | 2013 | 2021 | 8.4 | 16269 | 199505.0347
[12 empty] | Public Service Company Of New Mexico | Manzano Solar | 2013 | 2022 | 8.4 | 15861 | 207878.4471
[12 empty] | Public Service Company Of New Mexico | Manzano Solar | 2013 | 2023 | 8.4 | 17875 | 180299.3274
[12 empty] | Public Service Company Of New Mexico | Manzano Solar | 2013 | 2024 | 8.4 | 18287 | 182130
[12 empty] | Public Service Company Of New Mexico | Meadowlake Solar | 2014 | 2015 | 9 | 21316 | 126637.8016
[12 empty] | Public Service Company Of New Mexico | Meadowlake Solar | 2014 | 2016 | 9 | 14604 | 238469.9614
[12 empty] | Public Service Company Of New Mexico | Meadowlake Solar | 2014 | 2017 | 9 | 24793 | 215440.6828
[12 empty] | Public Service Company Of New Mexico | Meadowlake Solar | 2014 | 2018 | 9 | 24828 | 202722.727
[12 empty] | Public Service Company Of New Mexico | Meadowlake Solar | 2014 | 2019 | 9 | 23743 | 180955.3568
[12 empty] | Public Service Company Of New Mexico | Meadowlake Solar | 2014 | 2020 | 8.9 | 24856 | 193803.9469
[12 empty] | Public Service Company Of New Mexico | Meadowlake Solar | 2014 | 2021 | 8.9 | 24404 | 211379.9013
[12 empty] | Public Service Company Of New Mexico | Meadowlake Solar | 2014 | 2022 | 8.9 | 23632 | 220253.3263
[12 empty] | Public Service Company Of New Mexico | Meadowlake Solar | 2014 | 2023 | 8.9 | 24125 | 202836.4873
[12 empty] | Public Service Company Of New Mexico | Meadowlake Solar | 2014 | 2024 | 8.9 | 23621 | 204895
[12 empty] | Public Service Company Of New Mexico | Otero Solar | 2013 | 2014 | 7.5 | 18251 | 132375.9066
[12 empty] | Public Service Company Of New Mexico | Otero Solar | 2013 | 2015 | 7.5 | 17747 | 135079.4638
[12 empty] | Public Service Company Of New Mexico | Otero Solar | 2013 | 2016 | 7.5 | 18567 | 198724.118
[12 empty] | Public Service Company Of New Mexico | Otero Solar | 2013 | 2017 | 7.5 | 18690 | 179534.7372
[12 empty] | Public Service Company Of New Mexico | Otero Solar | 2013 | 2018 | 7.5 | 17968 | 168937.0341
[12 empty] | Public Service Company Of New Mexico | Otero Solar | 2013 | 2019 | 7.5 | 17222 | 150796.5321
[12 empty] | Public Service Company Of New Mexico | Otero Solar | 2013 | 2020 | 8 | 17615 | 174205.4477
[12 empty] | Public Service Company Of New Mexico | Otero Solar | 2013 | 2021 | 8 | 17664 | 190003.55
[12 empty] | Public Service Company Of New Mexico | Otero Solar | 2013 | 2022 | 8 | 16718 | 197980.0292
[12 empty] | Public Service Company Of New Mexico | Otero Solar | 2013 | 2023 | 8 | 18044 | 169030.2354
[12 empty] | Public Service Company Of New Mexico | Otero Solar | 2013 | 2024 | 8 | 17213 | 170746
[12 empty] | Public Service Company Of New Mexico | Rio Communities Solar | 2015 | 2016 | 10 | 23594 | 264966.3405
[12 empty] | Public Service Company Of New Mexico | Rio Communities Solar | 2015 | 2017 | 10 | 24101 | 239379.6496
[12 empty] | Public Service Company Of New Mexico | Rio Communities Solar | 2015 | 2018 | 10 | 23515 | 225248.9708
[12 empty] | Public Service Company Of New Mexico | Rio Communities Solar | 2015 | 2019 | 10 | 24131 | 201063.6486
[12 empty] | Public Service Company Of New Mexico | Rio Communities Solar | 2015 | 2020 | 10 | 24599 | 217758.5926
[12 empty] | Public Service Company Of New Mexico | Rio Communities Solar | 2015 | 2021 | 10 | 23607 | 237506.4267
[12 empty] | Public Service Company Of New Mexico | Rio Communities Solar | 2015 | 2022 | 10 | 23260 | 247474.2408
[12 empty] | Public Service Company Of New Mexico | Rio Communities Solar | 2015 | 2023 | 10 | 25409 | 225373.6472
[12 empty] | Public Service Company Of New Mexico | Rio Communities Solar | 2015 | 2024 | 10 | 26661 | 227662
[12 empty] | Public Service Company Of New Mexico | Rio Del Oro Solar | 2019 | 2020 | 10 | 24245 | 217758.5926
[12 empty] | Public Service Company Of New Mexico | Rio Del Oro Solar | 2019 | 2021 | 10 | 27736 | 237506.4267
[12 empty] | Public Service Company Of New Mexico | Rio Del Oro Solar | 2019 | 2022 | 10 | 27179 | 247474.2408
[12 empty] | Public Service Company Of New Mexico | Rio Del Oro Solar | 2019 | 2023 | 10 | 27859 | 225373.6472
[12 empty] | Public Service Company Of New Mexico | Rio Del Oro Solar | 2019 | 2024 | 10 | 22886 | 227662
[12 empty] | Public Service Company Of New Mexico | Rio Rancho Solar | 2019 | 2020 | 10 | 25806 | 217758.5926
[12 empty] | Public Service Company Of New Mexico | Rio Rancho Solar | 2019 | 2021 | 10 | 27651 | 237506.4267
[12 empty] | Public Service Company Of New Mexico | Rio Rancho Solar | 2019 | 2022 | 10 | 27330 | 247474.2408
[12 empty] | Public Service Company Of New Mexico | Rio Rancho Solar | 2019 | 2023 | 10 | 25535 | 225373.6472
[12 empty] | Public Service Company Of New Mexico | Rio Rancho Solar | 2019 | 2024 | 10 | 23817 | 227662
[12 empty] | Public Service Company Of New Mexico | San Miguel 1 Solar | 2019 | 2020 | 10 | 25402 | 217758.5926
[12 empty] | Public Service Company Of New Mexico | San Miguel 1 Solar | 2019 | 2021 | 10 | 26407 | 237506.4267
[12 empty] | Public Service Company Of New Mexico | San Miguel 1 Solar | 2019 | 2022 | 10 | 26190 | 247474.2408
[12 empty] | Public Service Company Of New Mexico | San Miguel 1 Solar | 2019 | 2023 | 10 | 26715 | 225373.6472
[12 empty] | Public Service Company Of New Mexico | San Miguel 1 Solar | 2019 | 2024 | 10 | 26249 | 227662
[12 empty] | Public Service Company Of New Mexico | San Miguel 2 Solar | 2019 | 2020 | 10 | 25558 | 217758.5926
[12 empty] | Public Service Company Of New Mexico | San Miguel 2 Solar | 2019 | 2021 | 10 | 27320 | 237506.4267
[12 empty] | Public Service Company Of New Mexico | San Miguel 2 Solar | 2019 | 2022 | 10 | 26407 | 247474.2408
[12 empty] | Public Service Company Of New Mexico | San Miguel 2 Solar | 2019 | 2023 | 10 | 26344 | 225373.6472
[12 empty] | Public Service Company Of New Mexico | San Miguel 2 Solar | 2019 | 2024 | 10 | 26964 | 227662
[12 empty] | Public Service Company Of New Mexico | Sandoval Solar | 2014 | 2015 | 6 | 15329 | 168848.6863
[12 empty] | Public Service Company Of New Mexico | Sandoval Solar | 2014 | 2016 | 6 | 16243 | 158980.8241
[12 empty] | Public Service Company Of New Mexico | Sandoval Solar | 2014 | 2017 | 6 | 16354 | 143628.7916
[12 empty] | Public Service Company Of New Mexico | Sandoval Solar | 2014 | 2018 | 6 | 16289 | 135148.8928
[12 empty] | Public Service Company Of New Mexico | Sandoval Solar | 2014 | 2019 | 6 | 15319 | 120637.7074
[12 empty] | Public Service Company Of New Mexico | Sandoval Solar | 2014 | 2020 | 6.1 | 15138 | 132832.1591
[12 empty] | Public Service Company Of New Mexico | Sandoval Solar | 2014 | 2021 | 6.1 | 14156 | 144877.4653
[12 empty] | Public Service Company Of New Mexico | Sandoval Solar | 2014 | 2022 | 6.1 | 15819 | 150960.1569
[12 empty] | Public Service Company Of New Mexico | Sandoval Solar | 2014 | 2023 | 6.1 | 15562 | 135223.9835
[12 empty] | Public Service Company Of New Mexico | Sandoval Solar | 2014 | 2024 | 6.1 | 15559 | 136597
[12 empty] | Public Service Company Of New Mexico | Santa Fe Solar | 2015 | 2016 | 9.5 | 22187 | 251718.151
[12 empty] | Public Service Company Of New Mexico | Santa Fe Solar | 2015 | 2017 | 9.5 | 21598 | 227410.1662
[12 empty] | Public Service Company Of New Mexico | Santa Fe Solar | 2015 | 2018 | 9.5 | 24097 | 213985.8489
[12 empty] | Public Service Company Of New Mexico | Santa Fe Solar | 2015 | 2019 | 9.5 | 23901 | 191009.5027
[12 empty] | Public Service Company Of New Mexico | Santa Fe Solar | 2015 | 2020 | 9.5 | 21551 | 206868.8206
[12 empty] | Public Service Company Of New Mexico | Santa Fe Solar | 2015 | 2021 | 9.5 | 22564 | 225629.2867
[12 empty] | Public Service Company Of New Mexico | Santa Fe Solar | 2015 | 2022 | 9.5 | 22499 | 235101.4837
[12 empty] | Public Service Company Of New Mexico | Santa Fe Solar | 2015 | 2023 | 9.5 | 23942 | 214105.5793
[12 empty] | Public Service Company Of New Mexico | Santa Fe Solar | 2015 | 2024 | 9.5 | 24449 | 216278
[12 empty] | Public Service Company Of New Mexico | Santolina Solar | 2015 | 2016 | 10.5 | 25344 | 278214.5301
[12 empty] | Public Service Company Of New Mexico | Santolina Solar | 2015 | 2017 | 10.5 | 26382 | 251349.133
[12 empty] | Public Service Company Of New Mexico | Santolina Solar | 2015 | 2018 | 10.5 | 26573 | 236510.8684
[12 empty] | Public Service Company Of New Mexico | Santolina Solar | 2015 | 2019 | 10.5 | 24694 | 211116.5902
[12 empty] | Public Service Company Of New Mexico | Santolina Solar | 2015 | 2020 | 10.5 | 26052 | 228644.7987
[12 empty] | Public Service Company Of New Mexico | Santolina Solar | 2015 | 2021 | 10.5 | 25940 | 249381.2933
[12 empty] | Public Service Company Of New Mexico | Santolina Solar | 2015 | 2022 | 10.5 | 23626 | 259849.1199
[12 empty] | Public Service Company Of New Mexico | Santolina Solar | 2015 | 2023 | 10.5 | 23035 | 236642.7392
[12 empty] | Public Service Company Of New Mexico | Santolina Solar | 2015 | 2024 | 10.5 | 27432 | 239045
[12 empty] | Public Service Company Of New Mexico | South Valley Solar | 2015 | 2016 | 10 | 24990 | 264966.3405
[12 empty] | Public Service Company Of New Mexico | South Valley Solar | 2015 | 2017 | 10 | 19000 | 239379.6496
[12 empty] | Public Service Company Of New Mexico | South Valley Solar | 2015 | 2018 | 10 | 25253 | 225248.9708
[12 empty] | Public Service Company Of New Mexico | South Valley Solar | 2015 | 2019 | 10 | 24158 | 201063.6486
[12 empty] | Public Service Company Of New Mexico | South Valley Solar | 2015 | 2020 | 10 | 26321 | 217758.5926
[12 empty] | Public Service Company Of New Mexico | South Valley Solar | 2015 | 2021 | 10 | 23016 | 237506.4267
[12 empty] | Public Service Company Of New Mexico | South Valley Solar | 2015 | 2022 | 10 | 21628 | 247474.2408
[12 empty] | Public Service Company Of New Mexico | South Valley Solar | 2015 | 2023 | 10 | 24906 | 225373.6472
[12 empty] | Public Service Company Of New Mexico | South Valley Solar | 2015 | 2024 | 10 | 24616 | 227662
[12 empty] | Public Service Company Of New Mexico | Vista Solar | 2019 | 2020 | 10 | 26082 | 217758.5926
[12 empty] | Public Service Company Of New Mexico | Vista Solar | 2019 | 2021 | 10 | 23577 | 237506.4267
[12 empty] | Public Service Company Of New Mexico | Vista Solar | 2019 | 2022 | 10 | 25460 | 247474.2408
[12 empty] | Public Service Company Of New Mexico | Vista Solar | 2019 | 2023 | 10 | 27476 | 225373.6472
[12 empty] | Public Service Company Of New Mexico | Vista Solar | 2019 | 2024 | 10 | 28167 | 227662
[12 empty] | Public Service Electric And Gas Company | -Extension - Landfills | 2014 | 2020 | 42 | 48612 | 541108.2742
[12 empty] | Public Service Electric And Gas Company | -Extension - Landfills And Pilot Projects | 2014 | 2015 | 35.1 | 25153 | 37472.7445
[12 empty] | Public Service Electric And Gas Company | -Extension - Landfills And Pilot Projects | 2014 | 2016 | 44 | 43489 | 392255.0172
[12 empty] | Public Service Electric And Gas Company | -Extension - Landfills And Pilot Projects | 2014 | 2017 | 44 | 53294 | 325993.7268
[12 empty] | Public Service Electric And Gas Company | -Extension - Landfills And Pilot Projects | 2014 | 2018 | 42 | 49005 | 498679.6181
[12 empty] | Public Service Electric And Gas Company | -Extension - Landfills And Pilot Projects | 2014 | 2019 | 42 | 52748 | 532259.1149
[12 empty] | Public Service Electric And Gas Company | -Extension 2 - Landfills And Pilot Projects | 2019 | 2020 | 33 | 39100 | 337197.8297
[12 empty] | Public Service Electric And Gas Company | -Segment 1A- Pse&G Owned Sites | 2010 | 2015 | 16 | 19331 | 465462.445
[12 empty] | Public Service Electric And Gas Company | -Segment 1A- Pse&G Owned Sites | 2010 | 2016 | 16 | 20512 | 855571.9821
[12 empty] | Public Service Electric And Gas Company | -Segment 1A- Pse&G Owned Sites | 2010 | 2017 | 16 | 19118 | 381158.7941
[12 empty] | Public Service Electric And Gas Company | -Segment 1A- Pse&G Owned Sites | 2010 | 2018 | 16 | 17991 | 388995.1748
[12 empty] | Public Service Electric And Gas Company | -Segment 1A- Pse&G Owned Sites | 2010 | 2019 | 16 | 19402 | 430339.8474
[12 empty] | Public Service Electric And Gas Company | -Segment 1A- Pse&G Owned Sites | 2010 | 2020 | 16 | 19602 | 406981.7513
[12 empty] | Public Service Electric And Gas Company | -Segment 1C - Urban Enterprise Zone | 2010 | 2015 | 5.4 | 6769 | 165665.0473
[12 empty] | Public Service Electric And Gas Company | -Segment 1C - Urban Enterprise Zone | 2010 | 2016 | 5.4 | 6367 | 135416.3064
[12 empty] | Public Service Electric And Gas Company | -Segment 1C - Urban Enterprise Zone | 2010 | 2017 | 5.4 | 5630 | 142047.1367
[12 empty] | Public Service Electric And Gas Company | -Segment 1C - Urban Enterprise Zone | 2010 | 2018 | 5.4 | 5086 | 125105.1263
[12 empty] | Public Service Electric And Gas Company | -Segment 1C - Urban Enterprise Zone | 2010 | 2019 | 5.4 | 5162 | 133414.9516
[12 empty] | Public Service Electric And Gas Company | -Segment 1C - Urban Enterprise Zone | 2010 | 2020 | 5.4 | 5877 | 155587.5273
[12 empty] | Public Service Electric And Gas Company | Extension - Landfills | 2014 | 2021 | 41.99 | 52323 | 510890.9324
[12 empty] | Public Service Electric And Gas Company | Extension - Landfills | 2014 | 2022 | 41.99 | 53546.561 | 471584.438
[12 empty] | Public Service Electric And Gas Company | Extension - Landfills | 2014 | 2023 | 41.99 | 47568.076 | 508650.5377
[12 empty] | Public Service Electric And Gas Company | Extension - Landfills And Pilot Projects | 2014 | 2024 | 41.99 | 50032.745 | 557633
[12 empty] | Public Service Electric And Gas Company | Extension 2 - Landfills And Pilots | 2019 | 2021 | 32.96 | 38007 | 349862.4208
[12 empty] | Public Service Electric And Gas Company | Extension 2 - Landfills And Pilots | 2019 | 2022 | 32.96 | 39114.009 | 520409.1349
[12 empty] | Public Service Electric And Gas Company | Extension 2 - Landfills And Pilots | 2019 | 2023 | 32.96 | 38843.571 | 454382.1219
[12 empty] | Public Service Electric And Gas Company | Extension 2 - Landfills And Pilots | 2019 | 2024 | 32.96 | 38432.954 | 382998
[12 empty] | Public Service Electric And Gas Company | Segement 1A - Pse&G Owned Sites | 2010 | 2021 | 16 | 14675 | 918095.3076
[12 empty] | Public Service Electric And Gas Company | Segement 1A - Pse&G Owned Sites | 2010 | 2022 | 16 | 20143.024 | 348638.8515
[12 empty] | Public Service Electric And Gas Company | Segement 1A - Pse&G Owned Sites | 2010 | 2023 | 16 | 19196.801 | 516872.6836
[12 empty] | Public Service Electric And Gas Company | Segement 1A - Pse&G Owned Sites | 2010 | 2024 | 16 | 19649.605 | 527116
[12 empty] | Public Service Electric And Gas Company | Segment 1A- Pse&G Owned Sites | 2010 | 2012 | 14.9 | 16955 | 465890.2723
[12 empty] | Public Service Electric And Gas Company | Segment 1A- Pse&G Owned Sites | 2010 | 2013 | 16 | 17380 | 600032.6123
[12 empty] | Public Service Electric And Gas Company | Segment 1A- Pse&G Owned Sites | 2010 | 2014 | 16 | 19118 | 743645.7445
[12 empty] | Public Service Electric And Gas Company | Segment 1C - Uez | 2010 | 2012 | 5.4 | 6447 | 190845.2251
[12 empty] | Public Service Electric And Gas Company | Segment 1C - Uez | 2010 | 2013 | 5.4 | 6368 | 175694.1051
[12 empty] | Public Service Electric And Gas Company | Segment 1C - Urban Enterprise Zone | 2010 | 2014 | 5.4 | 6129 | 265853.1816
[12 empty] | Public Service Electric And Gas Company | Segment 1C - Urban Enterprise Zone | 2010 | 2021 | 5.43 | 5443 | 149350.2901
[12 empty] | Public Service Electric And Gas Company | Segment 1C - Urban Enterprise Zone | 2010 | 2022 | 5.43 | 5651.733 | 122723.8297
[12 empty] | Public Service Electric And Gas Company | Segment 1C - Urban Enterprise Zone | 2010 | 2023 | 5.43 | 4854.212 | 201051.3353
[12 empty] | Public Service Electric And Gas Company | Segment 1C - Urban Enterprise Zone | 2010 | 2024 | 5.43 | 3594.764 | 114097
[12 empty] | Tampa Electric Company | Balm Solar | 2018 | 2021 | 74.4 | 149124 | 798238.3807
[12 empty] | Tampa Electric Company | Bonnie Mine Solar | 2019 | 2021 | 37.5 | 71674 | 441911.6767
[12 empty] | Tampa Electric Company | Grange Hall Solar | 2019 | 2021 | 61.1 | 122960 | 706092.5072
[12 empty] | Tampa Electric Company | Lake Hancock | 2019 | 2021 | 49.5 | 94628 | 699913.5299
[12 empty] | Tampa Electric Company | Lithia Solar | 2019 | 2021 | 74.5 | 152613 | 890973.053
[12 empty] | Tampa Electric Company | Little Manatee Solar | 2020 | 2021 | 74.5 | 130717 | 1704939.6361
[12 empty] | Tampa Electric Company | Payne Creek Solar | 2018 | 2021 | 70.3 | 132614 | 712229.4273
[12 empty] | Tampa Electric Company | Peace Creek Solar | 2019 | 2021 | 55.4 | 110975 | 562612.0181
[12 empty] | Tampa Electric Company | Wimauma Solar | 2020 | 2021 | 74.8 | 135768 | 543493.1077
[12 empty] | Tampa Electric Company | Alafia Solar | 2023 | 2024 | 60 | 119562 | 609179
[12 empty] | Tampa Electric Company | Balm Solar | 2018 | 2019 | 74.4 | 137401 | 588397.5733
[12 empty] | Tampa Electric Company | Balm Solar | 2018 | 2020 | 74.4 | 149517 | 842930.391
[12 empty] | Tampa Electric Company | Balm Solar | 2018 | 2022 | 74.4 | 126730 | 654412.8532
[12 empty] | Tampa Electric Company | Balm Solar | 2018 | 2023 | 74.4 | 100178 | 461944.6935
[12 empty] | Tampa Electric Company | Balm Solar | 2018 | 2024 | 74.4 | 130823 | 1223990
[12 empty] | Tampa Electric Company | Big Bend Ii Solar | 2022 | 2023 | 45.8 | 76087 | 147386.1636
[12 empty] | Tampa Electric Company | Big Bend Ii Solar Phase 1 | 2022 | 2024 | 45.8 | 80295 | 456777
[12 empty] | Tampa Electric Company | Bonnie Mine Solar | 2019 | 2020 | 37.5 | 67636 | 512845.0253
[12 empty] | Tampa Electric Company | Bonnie Mine Solar | 2019 | 2022 | 37.5 | 60848 | 420437.1302
[12 empty] | Tampa Electric Company | Bonnie Mine Solar | 2019 | 2023 | 37.5 | 53586 | 453804.4823
[12 empty] | Tampa Electric Company | Bonnie Mine Solar | 2019 | 2024 | 37.5 | 57843 | 762690
[12 empty] | Tampa Electric Company | Dover Solar | 2023 | 2024 | 25 | 50288 | 309752
[12 empty] | Tampa Electric Company | Durrance Solar | 2021 | 2022 | 60 | 99114 | 456260.9359
[12 empty] | Tampa Electric Company | Durrance Solar | 2021 | 2023 | 60 | 107502 | 603426.4387
[12 empty] | Tampa Electric Company | Durrance Solar | 2021 | 2024 | 60 | 88571 | 545322
[12 empty] | Tampa Electric Company | Grange Hall Solar | 2019 | 2020 | 61.1 | 118872 | 624493.1192
[12 empty] | Tampa Electric Company | Grange Hall Solar | 2019 | 2022 | 61.1 | 112045 | 601196.5225
[12 empty] | Tampa Electric Company | Grange Hall Solar | 2019 | 2023 | 61.1 | 95572 | 412344.5065
[12 empty] | Tampa Electric Company | Grange Hall Solar | 2019 | 2024 | 61.1 | 104411 | 659373
[12 empty] | Tampa Electric Company | Jamison Solar | 2022 | 2023 | 74.5 | 122660 | 598812.4916
[12 empty] | Tampa Electric Company | Jamison Solar | 2022 | 2024 | 74.5 | 142724 | 736322
[12 empty] | Tampa Electric Company | Juniper Solar | 2023 | 2024 | 70 | 146883 | 938471
[12 empty] | Tampa Electric Company | Lake Hancock | 2019 | 2022 | 49.5 | 93306 | 681147.8125
[12 empty] | Tampa Electric Company | Lake Hancock | 2019 | 2023 | 49.5 | 89771 | 548304.8779
[12 empty] | Tampa Electric Company | Lake Hancock | 2019 | 2024 | 49.5 | 92225 | 700706
[12 empty] | Tampa Electric Company | Lake Hancock Solar | 2019 | 2020 | 49.5 | 83191 | 647249.676
[12 empty] | Tampa Electric Company | Lake Mabel Solar | 2023 | 2024 | 74.5 | 131680 | 658941
[12 empty] | Tampa Electric Company | Laurel Oaks Solar | 2022 | 2023 | 61.2 | 122066 | 556452.2584
[12 empty] | Tampa Electric Company | Laurel Oaks Solar | 2022 | 2024 | 61.2 | 120683 | 644727
[12 empty] | Tampa Electric Company | Lithia Solar | 2019 | 2020 | 74.5 | 143290 | 906476.6436
[12 empty] | Tampa Electric Company | Lithia Solar | 2019 | 2022 | 74.5 | 148010 | 764500.7885
[12 empty] | Tampa Electric Company | Lithia Solar | 2019 | 2023 | 74.5 | 125993 | 738684.2202
[12 empty] | Tampa Electric Company | Lithia Solar | 2019 | 2024 | 74.5 | 127779 | 1148949
[12 empty] | Tampa Electric Company | Little Manatee Solar | 2020 | 2022 | 74.5 | 104102 | 1515309.9503
[12 empty] | Tampa Electric Company | Little Manatee Solar | 2020 | 2023 | 74.5 | 120839 | 1503326.3735
[12 empty] | Tampa Electric Company | Little Manatee Solar | 2020 | 2024 | 74.5 | 127380 | 1389887
[12 empty] | Tampa Electric Company | Magnolia Solar | 2021 | 2022 | 74.5 | 128652 | 330565.1405
[12 empty] | Tampa Electric Company | Magnolia Solar | 2021 | 2023 | 74.5 | 135639 | 1030011.1938
[12 empty] | Tampa Electric Company | Magnolia Solar | 2021 | 2024 | 74.5 | 138651 | 924540
[12 empty] | Tampa Electric Company | Mountain View Solar | 2022 | 2023 | 54.6 | 90184 | 561885.5523
[12 empty] | Tampa Electric Company | Mountain View Solar | 2022 | 2024 | 54.6 | 104469 | 913887
[12 empty] | Tampa Electric Company | Payne Creek Solar | 2018 | 2019 | 70.3 | 125417 | 534728.0894
[12 empty] | Tampa Electric Company | Payne Creek Solar | 2018 | 2020 | 70.3 | 141497 | 719006.6407
[12 empty] | Tampa Electric Company | Payne Creek Solar | 2018 | 2022 | 70.3 | 133328 | 641599.7656
[12 empty] | Tampa Electric Company | Payne Creek Solar | 2018 | 2023 | 70.3 | 114116 | 681532.7276
[12 empty] | Tampa Electric Company | Payne Creek Solar | 2018 | 2024 | 70.3 | 121055 | 784506
[12 empty] | Tampa Electric Company | Peace Creek Solar | 2019 | 2020 | 55.4 | 103555 | 479762.0836
[12 empty] | Tampa Electric Company | Peace Creek Solar | 2019 | 2022 | 55.4 | 99657 | 584610.3858
[12 empty] | Tampa Electric Company | Peace Creek Solar | 2019 | 2023 | 55.4 | 91360 | 568372.7312
[12 empty] | Tampa Electric Company | Peace Creek Solar | 2019 | 2024 | 55.4 | 90145 | 767691
[12 empty] | Tampa Electric Company | Riverside Solar | 2022 | 2023 | 55.2 | 112402 | 379016.5483
[12 empty] | Tampa Electric Company | Riverside Solar | 2022 | 2024 | 55.2 | 104351 | 784236
[12 empty] | Tampa Electric Company | Wimauma Solar | 2020 | 2022 | 74.8 | 120908 | 696310.0369
[12 empty] | Tampa Electric Company | Wimauma Solar | 2020 | 2023 | 74.8 | 129518 | 761436.4587
[12 empty] | Tampa Electric Company | Wimauma Solar | 2020 | 2024 | 74.8 | 117283 | 980001
[12 empty] | Tucson Electric Power Company | Fort Huachuca Phase L & Ll | 2014 | 2021 | 18 | 40063.694 | 223541.2107
[12 empty] | Tucson Electric Power Company | Fort Huachuca Phase L & Ll | 2014 | 2022 | 18 | 39893.907 | 1025343.0394
[12 empty] | Tucson Electric Power Company | Fort Huachuca Phase L & Ll | 2014 | 2023 | 18 | 37206.167 | 958456.6073
[12 empty] | Tucson Electric Power Company | Fort Huachuca Phase L & Ll | 2014 | 2024 | 18 | 40106.632 | 795514
[12 empty] | Tucson Electric Power Company | White Mountain Solar | 2014 | 2021 | 8.5 | 11484.731 | 263188.5112
[12 empty] | Union Electric Company | Montgomery Community Solar Center | 2022 | 2024 | 5.7 | 8830.791 | 17887
[12 empty] | Uns Electric Inc | Rio Rico | 2014 | 2021 | 6 | 9914 | 130456.4417
[12 empty] | Virginia Electric And Power Company | Bedford | 2021 | 2022 | 78.75 | 115860.817 | 1463743.5328
[12 empty] | Virginia Electric And Power Company | Bedford | 2021 | 2023 | 78.75 | 105330.619 | 2810918.973
[12 empty] | Virginia Electric And Power Company | Bedford | 2021 | 2024 | 78.75 | 121698.936 | 1702404
[12 empty] | Virginia Electric And Power Company | Belcher | 2021 | 2022 | 88.2 | 173764.069 | 2296979.385
[12 empty] | Virginia Electric And Power Company | Belcher | 2021 | 2023 | 88.2 | 129525.72 | 2149159.1337
[12 empty] | Virginia Electric And Power Company | Belcher | 2021 | 2024 | 88.2 | 119441.831 | 496512
[12 empty] | Virginia Electric And Power Company | Chestnut | 2020 | 2022 | 80.6 | 137549.772 | 1789588.1179
[12 empty] | Virginia Electric And Power Company | Chestnut | 2020 | 2023 | 80.6 | 141261.041 | 2502371.3765
[12 empty] | Virginia Electric And Power Company | Chestnut | 2020 | 2024 | 80.6 | 151499.993 | 882075
[12 empty] | Virginia Electric And Power Company | Colonial Trail West | 2019 | 2020 | 161.28 | 301358.401 | 3764522.3649
[12 empty] | Virginia Electric And Power Company | Colonial Trail West | 2019 | 2022 | 161.28 | 275537.777 | 3598943.3625
[12 empty] | Virginia Electric And Power Company | Colonial Trail West | 2019 | 2023 | 161.28 | 258066.142 | 4424779.3362
[12 empty] | Virginia Electric And Power Company | Colonial Trail West | 2019 | 2024 | 161.28 | 283752.664 | 2286564
[12 empty] | Virginia Electric And Power Company | Fort Powhatan | 2022 | 2023 | 150 | 312850.12 | 2011484.2789
[12 empty] | Virginia Electric And Power Company | Fort Powhatan | 2022 | 2024 | 150 | 324504.414 | 302564
[12 empty] | Virginia Electric And Power Company | Gloucester Solar | 2019 | 2020 | 19.8 | 37432.242 | 442019.9075
[12 empty] | Virginia Electric And Power Company | Gloucester Solar | 2019 | 2022 | 21.6 | 40810.02 | 631436.0883
[12 empty] | Virginia Electric And Power Company | Gloucester Solar | 2019 | 2023 | 20 | 37557.693 | 830454.1424
[12 empty] | Virginia Electric And Power Company | Gloucester Solar | 2019 | 2024 | 20 | 38268.16 | 171713
[12 empty] | Virginia Electric And Power Company | Grassfield Solar | 2022 | 2023 | 20 | 40909.842 | 667496.2915
[12 empty] | Virginia Electric And Power Company | Grassfield Solar | 2022 | 2024 | 20 | 45337.469 | 224621
[12 empty] | Virginia Electric And Power Company | Grasshopper | 2020 | 2022 | 88.2 | 165238.506 | 973653.5415
[12 empty] | Virginia Electric And Power Company | Grasshopper | 2020 | 2023 | 88.2 | 147784.93 | 1020702.3892
[12 empty] | Virginia Electric And Power Company | Grasshopper | 2020 | 2024 | 88.2 | 126913.647 | 399986
[12 empty] | Virginia Electric And Power Company | Gutenberg Solar | 2019 | 2020 | 79.9 | 153680.443 | 2139062.8522
[12 empty] | Virginia Electric And Power Company | Gutenberg Solar | 2019 | 2022 | 79.9 | 160737.262 | 2525800.5883
[12 empty] | Virginia Electric And Power Company | Gutenberg Solar | 2019 | 2023 | 79.9 | 141007.598 | 2962013.7053
[12 empty] | Virginia Electric And Power Company | Gutenberg Solar | 2019 | 2024 | 79.9 | 153591.662 | 795402
[12 empty] | Virginia Electric And Power Company | Hollyfield Solar | 2018 | 2019 | 17 | 32080.1 | 579722.4399
[12 empty] | Virginia Electric And Power Company | Hollyfield Solar | 2018 | 2020 | 17 | 32796.706 | 382321.089
[12 empty] | Virginia Electric And Power Company | Hollyfield Solar | 2018 | 2022 | 17 | 29300.775 | 655785.8356
[12 empty] | Virginia Electric And Power Company | Hollyfield Solar | 2018 | 2023 | 17.34 | 29760.175 | 823391.3723
[12 empty] | Virginia Electric And Power Company | Hollyfield Solar | 2018 | 2024 | 17.34 | 24916.565 | 141698
[12 empty] | Virginia Electric And Power Company | Maplewood Solar | 2022 | 2023 | 120 | 203462.825 | 2765904.0558
[12 empty] | Virginia Electric And Power Company | Maplewood Solar | 2022 | 2024 | 120 | 182125.69 | 1037782
[12 empty] | Virginia Electric And Power Company | Montross Solar | 2018 | 2019 | 20 | 39935.2 | 839400.7477
[12 empty] | Virginia Electric And Power Company | Montross Solar | 2018 | 2020 | 20 | 39371.352 | 603383.9346
[12 empty] | Virginia Electric And Power Company | Montross Solar | 2018 | 2022 | 22.4 | 40690.191 | 515116.6804
[12 empty] | Virginia Electric And Power Company | Montross Solar | 2018 | 2023 | 22.4 | 34586.095 | 824897.9464
[12 empty] | Virginia Electric And Power Company | Montross Solar | 2018 | 2024 | 22.4 | 37295.426 | 51663
[12 empty] | Virginia Electric And Power Company | Morgans Corner | 2015 | 2018 | 19.8 | 27862.09 | 609295.7175
[12 empty] | Virginia Electric And Power Company | Morgans Corner | 2015 | 2019 | 19.8 | 29487.5 | 784164.3683
[12 empty] | Virginia Electric And Power Company | Morgans Corner | 2015 | 2020 | 19.8 | 30783.57 | 688124.9496
[12 empty] | Virginia Electric And Power Company | Morgans Corner | 2015 | 2022 | 19.8 | 25147.322 | 787440.417
[12 empty] | Virginia Electric And Power Company | Morgans Corner | 2015 | 2023 | 19.8 | 28304.613 | 577369.1598
[12 empty] | Virginia Electric And Power Company | Morgans Corner | 2015 | 2024 | 19.8 | 27883.005 | 174018
[12 empty] | Virginia Electric And Power Company | Norge | 2023 | 2024 | 21.6 | 38766.241 | 74161
[12 empty] | Virginia Electric And Power Company | Oceana Solar | 2017 | 2018 | 17.6 | 27423.27 | 309990.4961
[12 empty] | Virginia Electric And Power Company | Oceana Solar | 2017 | 2019 | 17.6 | 32767.8 | 448845.1124
[12 empty] | Virginia Electric And Power Company | Oceana Solar | 2017 | 2020 | 17.6 | 30132.995 | 294621.6979
[12 empty] | Virginia Electric And Power Company | Oceana Solar | 2017 | 2022 | 18.33 | 32470.655 | 571914.0123
[12 empty] | Virginia Electric And Power Company | Oceana Solar | 2017 | 2023 | 18.33 | 28981.641 | 389619.921
[12 empty] | Virginia Electric And Power Company | Oceana Solar | 2017 | 2024 | 18.33 | 28628.997 | 407608
[12 empty] | Virginia Electric And Power Company | Pecan Solar | 2018 | 2019 | 74.9 | 142741 | 2744610.8181
[12 empty] | Virginia Electric And Power Company | Pecan Solar | 2018 | 2020 | 74.9 | 158082.164 | 1532291.464
[12 empty] | Virginia Electric And Power Company | Pecan Solar | 2018 | 2022 | 74.9 | 147576.671 | 1952166.6343
[12 empty] | Virginia Electric And Power Company | Pecan Solar | 2018 | 2023 | 74.9 | 123954.583 | 2261377.9054
[12 empty] | Virginia Electric And Power Company | Pecan Solar | 2018 | 2024 | 74.9 | 148452.256 | 866911
[12 empty] | Virginia Electric And Power Company | Piney Creek | 2023 | 2024 | 86.4 | 85937.613 | 462682
[12 empty] | Virginia Electric And Power Company | Puller Solar | 2018 | 2019 | 15 | 29008.7 | 326126.2401
[12 empty] | Virginia Electric And Power Company | Puller Solar | 2018 | 2020 | 15 | 28668.482 | 175366.6906
[12 empty] | Virginia Electric And Power Company | Puller Solar | 2018 | 2022 | 15 | 26865.657 | 326596.8606
[12 empty] | Virginia Electric And Power Company | Puller Solar | 2018 | 2023 | 15 | 27791.966 | 761156.8565
[12 empty] | Virginia Electric And Power Company | Puller Solar | 2018 | 2024 | 15 | 26257.569 | 164049
[12 empty] | Virginia Electric And Power Company | Pumpkinseed Solar | 2022 | 2023 | 60 | 95005.994 | 1093345.6828
[12 empty] | Virginia Electric And Power Company | Pumpkinseed Solar | 2022 | 2024 | 60 | 117932.177 | 257442
[12 empty] | Virginia Electric And Power Company | Remington Solar | 2017 | 2018 | 19.8 | 36142.813 | 326936.5976
[12 empty] | Virginia Electric And Power Company | Remington Solar | 2017 | 2019 | 19.8 | 34188.4 | 464806.7315
[12 empty] | Virginia Electric And Power Company | Remington Solar | 2017 | 2020 | 19.8 | 33403.388 | 363560.5389
[12 empty] | Virginia Electric And Power Company | Remington Solar | 2017 | 2022 | 19.8 | 35453.938 | 381142.6712
[12 empty] | Virginia Electric And Power Company | Remington Solar | 2017 | 2023 | 19.8 | 31919.105 | 687091.9961
[12 empty] | Virginia Electric And Power Company | Remington Solar | 2017 | 2024 | 19.8 | 32924.7 | 149
[12 empty] | Virginia Electric And Power Company | Rochambeau | 2021 | 2022 | 21 | 33345.573 | 440474.8215
[12 empty] | Virginia Electric And Power Company | Rochambeau | 2021 | 2023 | 21 | 33673.785 | 543665.3263
[12 empty] | Virginia Electric And Power Company | Rochambeau | 2021 | 2024 | 21 | 37881.795 | 80444
[12 empty] | Virginia Electric And Power Company | Sadler | 2021 | 2022 | 110.25 | 187045.934 | 1476824.0018
[12 empty] | Virginia Electric And Power Company | Sadler | 2021 | 2023 | 110.25 | 184367.117 | 2540837.6638
[12 empty] | Virginia Electric And Power Company | Sadler | 2021 | 2024 | 110.25 | 177806.243 | 700215
[12 empty] | Virginia Electric And Power Company | Scott Timber Solar | 2016 | 2018 | 17 | 17701.215 | 481013.6563
[12 empty] | Virginia Electric And Power Company | Scott Timber Solar | 2016 | 2019 | 17 | 21110.9 | 991396.84
[12 empty] | Virginia Electric And Power Company | Scott Timber Solar | 2016 | 2020 | 17 | 31912.19 | 235044.1146
[12 empty] | Virginia Electric And Power Company | Scott Timber Solar | 2016 | 2022 | 17.33 | 31034.005 | 1245658.9669
[12 empty] | Virginia Electric And Power Company | Scott Timber Solar | 2016 | 2023 | 17.33 | 27664.854 | 1027339.0988
[12 empty] | Virginia Electric And Power Company | Scott Timber Solar | 2016 | 2024 | 17.33 | 25617.019 | 92045
[12 empty] | Virginia Electric And Power Company | Solidago | 2023 | 2024 | 21.6 | 38308.15 | 48451
[12 empty] | Virginia Electric And Power Company | Spring Grove 1 | 2020 | 2022 | 97.9 | 178003.796 | 1849188.7106
[12 empty] | Virginia Electric And Power Company | Spring Grove 1 | 2020 | 2023 | 97.9 | 142610.415 | 3522107.9605
[12 empty] | Virginia Electric And Power Company | Spring Grove 1 | 2020 | 2024 | 97.9 | 158124.878 | 176832
[12 empty] | Virginia Electric And Power Company | Sycamore | 2023 | 2024 | 42 | 87552.034 | 547060
[12 empty] | Virginia Electric And Power Company | Whitehouse Solar | 2016 | 2018 | 20 | 28466.124 | 491254.5275
[12 empty] | Virginia Electric And Power Company | Whitehouse Solar | 2016 | 2019 | 20 | 37031.4 | 720040.8851
[12 empty] | Virginia Electric And Power Company | Whitehouse Solar | 2016 | 2020 | 20 | 34076.33 | 455295.1599
[12 empty] | Virginia Electric And Power Company | Whitehouse Solar | 2016 | 2022 | 20.16 | 31480.855 | 771545.0158
[12 empty] | Virginia Electric And Power Company | Whitehouse Solar | 2016 | 2023 | 20.16 | 33039.084 | 857859.2468
[12 empty] | Virginia Electric And Power Company | Whitehouse Solar | 2016 | 2024 | 20.16 | 34407.94 | 174721
[12 empty] | Virginia Electric And Power Company | Winterberry | 2023 | 2024 | 21.6 | 41100.895 | 78190
[12 empty] | Virginia Electric And Power Company | Woodland Solar | 2016 | 2018 | 20 | 33463.388 | 422540.9143
[12 empty] | Virginia Electric And Power Company | Woodland Solar | 2016 | 2019 | 20 | 32632.8 | 671004.6427
[12 empty] | Virginia Electric And Power Company | Woodland Solar | 2016 | 2020 | 20 | 32395.825 | 589759.2396
[12 empty] | Virginia Electric And Power Company | Woodland Solar | 2016 | 2022 | 19.16 | 28058.52 | 472284.7227
[12 empty] | Virginia Electric And Power Company | Woodland Solar | 2016 | 2023 | 19.16 | 29898.243 | 1005882.4526
[12 empty] | Virginia Electric And Power Company | Woodland Solar | 2016 | 2024 | 19.16 | 32268.005 | 361355
[12 empty] | Wisconsin Electric Power Company | Badger Hollow Ii | 2023 | 2024 | 100 | 198875.388 | 1224292
[12 empty] | Wisconsin Electric Power Company | Bonduel Solar | 2023 | 2024 | 7.5 | 12866.178 | 103098
[12 empty] | Wisconsin Power And Light Company | Albany | 2023 | 2024 | 50 | 82692.055 | 256358
[12 empty] | Wisconsin Power And Light Company | Bear Creek | 2022 | 2023 | 50 | 93728.967 | 399908.8693
[12 empty] | Wisconsin Power And Light Company | Bear Creek | 2022 | 2024 | 50 | 95721.033 | 454456
[12 empty] | Wisconsin Power And Light Company | Beaver Dam | 2023 | 2024 | 50 | 96847.278 | 19769
[12 empty] | Wisconsin Power And Light Company | Cassville | 2023 | 2024 | 50 | 94906.849 | 283925
[12 empty] | Wisconsin Power And Light Company | Crawfish River | 2023 | 2024 | 75 | 97224.505 | 627002
[12 empty] | Wisconsin Power And Light Company | North Rock | 2022 | 2023 | 50 | 94242.785 | 288720.4263
[12 empty] | Wisconsin Power And Light Company | North Rock | 2022 | 2024 | 50 | 95799.215 | 376712
[12 empty] | Wisconsin Power And Light Company | Onion River | 2023 | 2024 | 150 | 197726.374 | 116911
[12 empty] | Wisconsin Power And Light Company | Paddock | 2023 | 2024 | 65 | 118039.306 | 360371
[12 empty] | Wisconsin Power And Light Company | Springfield | 2023 | 2024 | 100 | 184600.839 | 45537
[12 empty] | Wisconsin Power And Light Company | Wautoma | 2023 | 2024 | 99 | 174949.913 | 573618
[12 empty] | Wisconsin Power And Light Company | Wood County | 2022 | 2023 | 150 | 248527 | 856433.5833
[12 empty] | Wisconsin Power And Light Company | Wood County | 2022 | 2024 | 150 | 271776 | 1093894
[12 empty] | Wisconsin Public Service Corporation | Badger Hollow I | 2021 | 2022 | 100 | 197533.606 | 1499932.3353
[12 empty] | Wisconsin Public Service Corporation | Badger Hollow I | 2021 | 2023 | 100 | 174544.421 | 1335316.225
[12 empty] | Wisconsin Public Service Corporation | Badger Hollow I | 2021 | 2024 | 100 | 197115.214 | 1492573
[12 empty] | Wisconsin Public Service Corporation | Hodag Solar | 2022 | 2023 | 7.5 | 13189.25 | 130986.936
[12 empty] | Wisconsin Public Service Corporation | Hodag Solar | 2022 | 2024 | 7.5 | 12612.949 | 108348
[12 empty] | Wisconsin Public Service Corporation | Two Creeks | 2020 | 2021 | 100 | 191311.031 | 1904349.1899
[12 empty] | Wisconsin Public Service Corporation | Two Creeks | 2020 | 2022 | 100 | 189869.696 | 1990239.8393
[12 empty] | Wisconsin Public Service Corporation | Two Creeks | 2020 | 2023 | 100 | 192899.72 | 1997174.3858
[12 empty] | Wisconsin Public Service Corporation | Two Creeks | 2020 | 2024 | 100 | 199685.229 | 1678854

## O&M Cost by Project Age
PV Operation and Maintenance Costs by project age
Source: FERC, Berkeley Lab
[13 empty] | Note: Only projects with commercial operation date after 2010 are shown | [6 empty] | Note: Only projects with commercial operation date after 2010 are shown
Note: Included in cost scope are project supervision, engineering, maintenance, rents, and training. Excluded are payments for property taxes, insurance, land royalties, performance bonds, various admnistrative and other fees, and overhead.
Years post COD | Median $/kW-AC |  |  |  | Cost Sample Project Count |  |  |  | Cost Sample Capacity (MW-AC) |  |  |  | Years post COD | $/kW-AC-year |  |  | $/MWh |  |  | Cost Sample
| 2011-2014 | 2015-2018 | 2019-2022 | 2023 | 2011-2014 | 2015-2018 | 2019-2022 | 2023 | 2011-2014 | 2015-2018 | 2019-2022 | 2023 |  | 50th Percentile | 20th Percentile | 80th Percentile | 50th Percentile | 20th Percentile | 80th Percentile | Project Count | Capacity (MW) | $/kW-AC Range | $/MWh Range
1 | 43.3144 | 13.6992 | 6.8662 | 3.6883 | 15 | 30 | 83 | 39 | 223.6 | 1194.38 | 5430.08 | 2517.7 | 1-2 | 100% | 100% | 100% | 100% | 100% | 100% |  |  | 0 | 0
2 | 26.4967 | 20.4578 | 8.6482 |  | 17 | 35 | 85 |  | 248.5 | 1269.48 | 5488.96 |  | 3 | 103.5% | 79.84% | 142.1% | 103.6% | 73.96% | 138.1% | 112 | 5686.52 | 0.62295 | 0.64143
3 | 21.8455 | 18.3616 | 6.8886 |  | 18 | 35 | 65 |  | 256.5 | 1389.88 | 4337.44 |  | 4 | 99.01% | 61.98% | 143.3% | 103% | 63.55% | 150.6% | 91 | 4150.19 | 0.81295 | 0.87026
4 | 16.1683 | 16.1468 | 9.9152 |  | 18 | 35 | 45 |  | 254.5 | 1463.85 | 2755.14 |  | 5 | 100% | 54.84% | 135.9% | 99.58% | 57.17% | 168.6% | 67 | 2318.1 | 0.81065 | 1.114
5 | 20.1062 | 16.2222 | 14.1666 |  | 17 | 36 | 18 |  | 246.5 | 1460.76 | 855.64 |  | 6 | 105.3% | 52.4% | 129.2% | 105% | 53.14% | 142% | 51 | 1504.11 | 0.7678 | 0.88879
6 | 20.1062 | 12.7568 |  |  | 17 | 38 |  |  | 246.5 | 1497.61 |  |  | 7 | 98.14% | 29.88% | 131.4% | 95.54% | 33.39% | 136.8% | 35 | 574.1 | 1.0153 | 1.0341
7 | 17.9143 | 24.7474 |  |  | 20 | 23 |  |  | 279.89 | 521.07 |  |  | 8 | 89.37% | 30% | 134.7% | 82.15% | 32.31% | 147.9% | 30 | 480.31 | 1.0472 | 1.1556
8 | 16.1201 | 17.2842 |  |  | 18 | 18 |  |  | 265.39 | 491.22 |  |  | 9 | 90.28% | 32.26% | 116% | 80.95% | 41.59% | 131.2% | 22 | 317.4 | 0.83729 | 0.89654
9 | 21.3852 | 22.7662 |  |  | 18 | 7 |  |  | 265.39 | 104.81 |  |  | 10 | 104.6% | 27.35% | 120.8% | 77.9% | 35.99% | 136.6% | 17 | 247.39 | 0.93466 | 1.0057
10 | 21.2965 |  |  |  | 18 |  |  |  | 265.39 |  |  |  | 11 | 46.22% | 33.66% | 123.4% | 74.92% | 53.27% | 119.3% | 13 | 182.4 | 0.89756 | 0.66049
11 | 21.3433 |  |  |  | 13 |  |  |  | 182.4 |  |  |  | 12 | 34.8% | 28.41% | 84.46% | 61.43% | 42.87% | 71.84% | 8 | 116 | 0.5605 | 0.28974
12 | 15.7301 |  |  |  | 8 |  |  |  | 116 |  |  |  | 13 | 44.84% | 40.48% | 115.8% | 84.82% | 67.42% | 103.7% | 5 | 66 | 0.75328 | 0.36307
13 | 20.882 |  |  |  | 5 |  |  |  | 66

## CF by GHI, Mount, ILR
Cumulative capacity factor by resource strength, fixed-tilt vs. tracking, and inverter loading ratio (AC/DC ratio)
Source: EIA, FERC, Berkeley Lab
GHI Quartile (kWh/m^2/day) | Mount Type | DC:AC (ILR) Quartile | Median Capacity Factor | Sample Projects | Sample MW | Individual Projects
[6 empty] | Cumulative Capacity Factor | GHI | GHI Quartile | ILR | ILR Quartile | Mount Type
1st (3.46 - 4.28) | Fixed Tilt | 1st (1 - 1.25) | 16.5% | 65 | 681.942 | 15.08% | 3.8375 | 1st | 1.192 | 1st | Fixed Tilt
1st (3.46 - 4.28) | Fixed Tilt | 2nd (1.25 - 1.31) | 17.9% | 33 | 435.0395 | 15.33% | 3.8494 | 1st | 1.1476 | 1st | Fixed Tilt
1st (3.46 - 4.28) | Fixed Tilt | 3rd (1.31 - 1.39) | 18.24% | 40 | 444.835 | 16.7% | 4.0946 | 1st | 1.1056 | 1st | Fixed Tilt
1st (3.46 - 4.28) | Fixed Tilt | 4th (1.39 - 2.33) | 19.02% | 49 | 568.47 | 17.45% | 3.9719 | 1st | 1.1705 | 1st | Fixed Tilt
1st (3.46 - 4.28) | Tracking | 1st (1 - 1.25) | 19.21% | 38 | 1569.886 | 18.11% | 4.0036 | 1st | 1.1965 | 1st | Fixed Tilt
1st (3.46 - 4.28) | Tracking | 2nd (1.25 - 1.31) | 20.73% | 48 | 2884.214 | 16.75% | 3.9866 | 1st | 1.176 | 1st | Fixed Tilt
1st (3.46 - 4.28) | Tracking | 3rd (1.31 - 1.39) | 21.04% | 52 | 2714.003 | 18.16% | 4.0359 | 1st | 1.2395 | 1st | Fixed Tilt
1st (3.46 - 4.28) | Tracking | 4th (1.39 - 2.33) | 22.1% | 43 | 1279.503 | 17.07% | 3.9463 | 1st | 1.138 | 1st | Fixed Tilt
2nd (4.28 - 4.7) | Fixed Tilt | 1st (1 - 1.25) | 18.87% | 12 | 317.962 | 17.99% | 4.0274 | 1st | 1.2167 | 1st | Fixed Tilt
2nd (4.28 - 4.7) | Fixed Tilt | 2nd (1.25 - 1.31) | 18.88% | 21 | 386.887 | 18.28% | 4.1331 | 1st | 1.25 | 1st | Fixed Tilt
2nd (4.28 - 4.7) | Fixed Tilt | 3rd (1.31 - 1.39) | 20.39% | 17 | 795.6 | 17.03% | 4.1924 | 1st | 1.2074 | 1st | Fixed Tilt
2nd (4.28 - 4.7) | Fixed Tilt | 4th (1.39 - 2.33) | 21.77% | 29 | 1060.17 | 17.73% | 4.0131 | 1st | 1.25 | 1st | Fixed Tilt
2nd (4.28 - 4.7) | Tracking | 1st (1 - 1.25) | 19.99% | 36 | 1957.704 | 17.47% | 3.9553 | 1st | 1.2472 | 1st | Fixed Tilt
2nd (4.28 - 4.7) | Tracking | 2nd (1.25 - 1.31) | 22.37% | 69 | 5414.612 | 15.68% | 4.0215 | 1st | 1.2075 | 1st | Fixed Tilt
2nd (4.28 - 4.7) | Tracking | 3rd (1.31 - 1.39) | 22.5% | 73 | 3982.77 | 22.72% | 3.9951 | 1st | 1.2 | 1st | Fixed Tilt
2nd (4.28 - 4.7) | Tracking | 4th (1.39 - 2.33) | 23.2% | 106 | 3860.547 | 15.46% | 3.89 | 1st | 1.1934 | 1st | Fixed Tilt
3rd (4.7 - 5.36) | Fixed Tilt | 1st (1 - 1.25) | 20.04% | 11 | 218.741 | 15.77% | 4.0037 | 1st | 1.1067 | 1st | Fixed Tilt
3rd (4.7 - 5.36) | Fixed Tilt | 2nd (1.25 - 1.31) | 20.5% | 15 | 421.44 | 18.34% | 4.0066 | 1st | 1.242 | 1st | Fixed Tilt
3rd (4.7 - 5.36) | Fixed Tilt | 3rd (1.31 - 1.39) | 20.47% | 17 | 923.704 | 15.15% | 3.8893 | 1st | 1.2066 | 1st | Fixed Tilt
3rd (4.7 - 5.36) | Fixed Tilt | 4th (1.39 - 2.33) | 23% | 33 | 2186.26 | 16.74% | 4.0025 | 1st | 1.1816 | 1st | Fixed Tilt
3rd (4.7 - 5.36) | Tracking | 1st (1 - 1.25) | 21.77% | 76 | 4859.176 | 12.84% | 3.9626 | 1st | 1.2398 | 1st | Fixed Tilt
3rd (4.7 - 5.36) | Tracking | 2nd (1.25 - 1.31) | 25.48% | 76 | 6389.498 | 18.74% | 4.1015 | 1st | 1.2112 | 1st | Fixed Tilt
3rd (4.7 - 5.36) | Tracking | 3rd (1.31 - 1.39) | 24.98% | 74 | 5021.092 | 15.58% | 3.7248 | 1st | 1.2104 | 1st | Fixed Tilt
3rd (4.7 - 5.36) | Tracking | 4th (1.39 - 2.33) | 25.99% | 63 | 4464.944 | 15.05% | 3.7248 | 1st | 1.1732 | 1st | Fixed Tilt
4th (5.36 - 5.95) | Fixed Tilt | 1st (1 - 1.25) | 22.15% | 17 | 926.26 | 14.08% | 3.9616 | 1st | 1.0065 | 1st | Fixed Tilt
4th (5.36 - 5.95) | Fixed Tilt | 2nd (1.25 - 1.31) | 24.21% | 14 | 1242.16 | 14.54% | 4.0017 | 1st | 1.1273 | 1st | Fixed Tilt
4th (5.36 - 5.95) | Fixed Tilt | 3rd (1.31 - 1.39) | 26.51% | 9 | 1302.107 | 13.59% | 3.833 | 1st | 1.2462 | 1st | Fixed Tilt
4th (5.36 - 5.95) | Fixed Tilt | 4th (1.39 - 2.33) | 25.09% | 5 | 306.69 | 14.53% | 3.8638 | 1st | 1.2059 | 1st | Fixed Tilt
4th (5.36 - 5.95) | Tracking | 1st (1 - 1.25) | 27.86% | 117 | 6136.715 | 16.37% | 4.007 | 1st | 1.25 | 1st | Fixed Tilt
4th (5.36 - 5.95) | Tracking | 2nd (1.25 - 1.31) | 28.92% | 83 | 6343.292 | 17.4% | 4.1698 | 1st | 1.2267 | 1st | Fixed Tilt
4th (5.36 - 5.95) | Tracking | 3rd (1.31 - 1.39) | 29.55% | 83 | 7710.168 | 18.91% | 4.0213 | 1st | 1.2046 | 1st | Fixed Tilt
4th (5.36 - 5.95) | Tracking | 4th (1.39 - 2.33) | 30.43% | 37 | 2537.4 | 12.42% | 3.7949 | 1st | 1.1527 | 1st | Fixed Tilt
[6 empty] | 16.95% | 4.0233 | 1st | 1.1356 | 1st | Fixed Tilt
[6 empty] | 16.94% | 4.0293 | 1st | 1.1356 | 1st | Fixed Tilt
[6 empty] | 16.7% | 4.0163 | 1st | 1.18 | 1st | Fixed Tilt
[6 empty] | 17.02% | 4.0304 | 1st | 1.21 | 1st | Fixed Tilt
[6 empty] | 15.51% | 4.0566 | 1st | 1.1846 | 1st | Fixed Tilt
[6 empty] | 17.69% | 3.9527 | 1st | 1.2148 | 1st | Fixed Tilt
[6 empty] | 16.52% | 3.9719 | 1st | 1.1893 | 1st | Fixed Tilt
[6 empty] | 16.12% | 3.8417 | 1st | 1.229 | 1st | Fixed Tilt
[6 empty] | 9.567% | 3.688 | 1st | 1.1724 | 1st | Fixed Tilt
[6 empty] | 17.01% | 4.0213 | 1st | 1.2267 | 1st | Fixed Tilt
[6 empty] | 17.12% | 3.9635 | 1st | 1.136 | 1st | Fixed Tilt
[6 empty] | 16.92% | 3.9162 | 1st | 1.2362 | 1st | Fixed Tilt
[6 empty] | 16.39% | 3.7079 | 1st | 1.25 | 1st | Fixed Tilt
[6 empty] | 15.8% | 3.932 | 1st | 1.1867 | 1st | Fixed Tilt
[6 empty] | 15.73% | 3.9903 | 1st | 1.1604 | 1st | Fixed Tilt
[6 empty] | 13.95% | 3.8877 | 1st | 1.1868 | 1st | Fixed Tilt
[6 empty] | 17.16% | 3.9165 | 1st | 1.136 | 1st | Fixed Tilt
[6 empty] | 17.13% | 3.932 | 1st | 1.2491 | 1st | Fixed Tilt
[6 empty] | 16.61% | 3.805 | 1st | 1.1998 | 1st | Fixed Tilt
[6 empty] | 16.32% | 3.9714 | 1st | 1.1462 | 1st | Fixed Tilt
[6 empty] | 16% | 3.8494 | 1st | 1.15 | 1st | Fixed Tilt
[6 empty] | 14.91% | 3.8908 | 1st | 1.1833 | 1st | Fixed Tilt
[6 empty] | 16.59% | 3.9005 | 1st | 1.2063 | 1st | Fixed Tilt
[6 empty] | 17.22% | 3.9226 | 1st | 1.2358 | 1st | Fixed Tilt
[6 empty] | 16.96% | 3.7556 | 1st | 1.213 | 1st | Fixed Tilt
[6 empty] | 15.22% | 3.6641 | 1st | 1.1014 | 1st | Fixed Tilt
[6 empty] | 15.77% | 3.8037 | 1st | 1.0798 | 1st | Fixed Tilt
[6 empty] | 12.88% | 3.7473 | 1st | 1.2429 | 1st | Fixed Tilt
[6 empty] | 16.5% | 3.7603 | 1st | 1.1623 | 1st | Fixed Tilt
[6 empty] | 15.28% | 3.7934 | 1st | 1.1334 | 1st | Fixed Tilt
[6 empty] | 16.37% | 3.932 | 1st | 1.194 | 1st | Fixed Tilt
[6 empty] | 15.01% | 3.8566 | 1st | 1.1979 | 1st | Fixed Tilt
[6 empty] | 10.54% | 3.5998 | 1st | 1.2217 | 1st | Fixed Tilt
[6 empty] | 17.9% | 4.1567 | 1st | 1.2502 | 2nd | Fixed Tilt
[6 empty] | 16.78% | 4.0499 | 1st | 1.2569 | 2nd | Fixed Tilt
[6 empty] | 17.04% | 4.008 | 1st | 1.2702 | 2nd | Fixed Tilt
[6 empty] | 16.95% | 4.0834 | 1st | 1.3 | 2nd | Fixed Tilt
[6 empty] | 18.74% | 4.1181 | 1st | 1.2541 | 2nd | Fixed Tilt
[6 empty] | 17.66% | 3.9679 | 1st | 1.3 | 2nd | Fixed Tilt
[6 empty] | 18.6% | 4.0293 | 1st | 1.293 | 2nd | Fixed Tilt
[6 empty] | 18.08% | 3.9596 | 1st | 1.2879 | 2nd | Fixed Tilt
[6 empty] | 18.9% | 3.8345 | 1st | 1.2912 | 2nd | Fixed Tilt
[6 empty] | 23.17% | 3.945 | 1st | 1.2851 | 2nd | Fixed Tilt
[6 empty] | 18.04% | 4.0207 | 1st | 1.2661 | 2nd | Fixed Tilt
[6 empty] | 17.54% | 3.9368 | 1st | 1.2839 | 2nd | Fixed Tilt
[6 empty] | 12.94% | 3.8799 | 1st | 1.2742 | 2nd | Fixed Tilt
[6 empty] | 17.98% | 4.1031 | 1st | 1.2588 | 2nd | Fixed Tilt
[6 empty] | 15.81% | 4.007 | 1st | 1.2538 | 2nd | Fixed Tilt
[6 empty] | 20.41% | 4.2353 | 1st | 1.294 | 2nd | Fixed Tilt
[6 empty] | 18.77% | 3.9854 | 1st | 1.3005 | 2nd | Fixed Tilt
[6 empty] | 18.54% | 3.8457 | 1st | 1.26 | 2nd | Fixed Tilt
[6 empty] | 16.73% | 4.0233 | 1st | 1.2692 | 2nd | Fixed Tilt
[6 empty] | 15.98% | 3.7222 | 1st | 1.3055 | 2nd | Fixed Tilt
[6 empty] | 17.7% | 3.8898 | 1st | 1.2672 | 2nd | Fixed Tilt
[6 empty] | 18.48% | 3.8656 | 1st | 1.2834 | 2nd | Fixed Tilt
[6 empty] | 15.19% | 3.8933 | 1st | 1.2857 | 2nd | Fixed Tilt
[6 empty] | 19.75% | 3.9226 | 1st | 1.2651 | 2nd | Fixed Tilt
[6 empty] | 20.18% | 4.2447 | 1st | 1.2939 | 2nd | Fixed Tilt
[6 empty] | 19.82% | 3.8902 | 1st | 1.2815 | 2nd | Fixed Tilt
[6 empty] | 18.46% | 3.927 | 1st | 1.2929 | 2nd | Fixed Tilt
[6 empty] | 19.28% | 3.9888 | 1st | 1.3 | 2nd | Fixed Tilt
[6 empty] | 15.06% | 4.0332 | 1st | 1.2667 | 2nd | Fixed Tilt
[6 empty] | 15.85% | 3.8566 | 1st | 1.2708 | 2nd | Fixed Tilt
[6 empty] | 17.29% | 3.8908 | 1st | 1.285 | 2nd | Fixed Tilt
[6 empty] | 17.07% | 4.06 | 1st | 1.306 | 2nd | Fixed Tilt
[6 empty] | 16.6% | 3.8661 | 1st | 1.3067 | 2nd | Fixed Tilt
[6 empty] | 17.86% | 4.0303 | 1st | 1.3762 | 3rd | Fixed Tilt
[6 empty] | 18.27% | 4.0385 | 1st | 1.3837 | 3rd | Fixed Tilt
[6 empty] | 17.72% | 4.0303 | 1st | 1.3762 | 3rd | Fixed Tilt
[6 empty] | 15.63% | 4.008 | 1st | 1.3761 | 3rd | Fixed Tilt
[6 empty] | 17.75% | 3.932 | 1st | 1.3327 | 3rd | Fixed Tilt
[6 empty] | 18.64% | 4.007 | 1st | 1.3128 | 3rd | Fixed Tilt
[6 empty] | 19.45% | 4.1782 | 1st | 1.385 | 3rd | Fixed Tilt
[6 empty] | 18.61% | 4.0698 | 1st | 1.3731 | 3rd | Fixed Tilt
[6 empty] | 19.83% | 4.0474 | 1st | 1.3327 | 3rd | Fixed Tilt
[6 empty] | 19.09% | 3.8145 | 1st | 1.369 | 3rd | Fixed Tilt
[6 empty] | 18.09% | 4.1145 | 1st | 1.3462 | 3rd | Fixed Tilt
[6 empty] | 18.06% | 3.9719 | 1st | 1.3333 | 3rd | Fixed Tilt
[6 empty] | 16.12% | 3.9514 | 1st | 1.3244 | 3rd | Fixed Tilt
[6 empty] | 17.77% | 3.8364 | 1st | 1.378 | 3rd | Fixed Tilt
[6 empty] | 18.02% | 3.7963 | 1st | 1.3343 | 3rd | Fixed Tilt
[6 empty] | 19.21% | 3.8113 | 1st | 1.3197 | 3rd | Fixed Tilt
[6 empty] | 23.33% | 3.9114 | 1st | 1.3319 | 3rd | Fixed Tilt
[6 empty] | 18.2% | 4.1749 | 1st | 1.3197 | 3rd | Fixed Tilt
[6 empty] | 17.31% | 3.9821 | 1st | 1.3123 | 3rd | Fixed Tilt
[6 empty] | 19.68% | 3.9208 | 1st | 1.3158 | 3rd | Fixed Tilt
[6 empty] | 19.14% | 3.8291 | 1st | 1.3797 | 3rd | Fixed Tilt
[6 empty] | 15.38% | 3.8438 | 1st | 1.3626 | 3rd | Fixed Tilt
[6 empty] | 21.73% | 3.9296 | 1st | 1.34 | 3rd | Fixed Tilt
[6 empty] | 21.11% | 3.9533 | 1st | 1.315 | 3rd | Fixed Tilt
[6 empty] | 19.99% | 3.8457 | 1st | 1.3148 | 3rd | Fixed Tilt
[6 empty] | 20.03% | 4.0123 | 1st | 1.3568 | 3rd | Fixed Tilt
[6 empty] | 17.86% | 3.4575 | 1st | 1.351 | 3rd | Fixed Tilt
[6 empty] | 25.23% | 3.8812 | 1st | 1.3905 | 3rd | Fixed Tilt
[6 empty] | 18.32% | 3.6785 | 1st | 1.3582 | 3rd | Fixed Tilt
[6 empty] | 17.89% | 3.7033 | 1st | 1.36 | 3rd | Fixed Tilt
[6 empty] | 17.04% | 4.2403 | 1st | 1.3434 | 3rd | Fixed Tilt
[6 empty] | 14.85% | 3.9032 | 1st | 1.3855 | 3rd | Fixed Tilt
[6 empty] | 15.81% | 3.8566 | 1st | 1.3125 | 3rd | Fixed Tilt
[6 empty] | 16.76% | 3.8566 | 1st | 1.3542 | 3rd | Fixed Tilt
[6 empty] | 18.42% | 3.7622 | 1st | 1.3501 | 3rd | Fixed Tilt
[6 empty] | 19.39% | 3.778 | 1st | 1.3586 | 3rd | Fixed Tilt
[6 empty] | 15.05% | 3.9114 | 1st | 1.3385 | 3rd | Fixed Tilt
[6 empty] | 17.61% | 3.8067 | 1st | 1.345 | 3rd | Fixed Tilt
[6 empty] | 19.79% | 3.8067 | 1st | 1.345 | 3rd | Fixed Tilt
[6 empty] | 20.6% | 3.8855 | 1st | 1.3826 | 3rd | Fixed Tilt
[6 empty] | 19.14% | 4.1277 | 1st | 1.4272 | 4th | Fixed Tilt
[6 empty] | 19.69% | 4.0484 | 1st | 1.4529 | 4th | Fixed Tilt
[6 empty] | 22.56% | 3.8702 | 1st | 1.59 | 4th | Fixed Tilt
[6 empty] | 20.02% | 3.945 | 1st | 1.5 | 4th | Fixed Tilt
[6 empty] | 18.29% | 3.9112 | 1st | 1.4965 | 4th | Fixed Tilt
[6 empty] | 35.08% | 4.0324 | 1st | 1.4205 | 4th | Fixed Tilt
[6 empty] | 18.3% | 4.1012 | 1st | 1.4294 | 4th | Fixed Tilt
[6 empty] | 21.34% | 4.1514 | 1st | 1.5 | 4th | Fixed Tilt
[6 empty] | 16.5% | 3.7028 | 1st | 1.4 | 4th | Fixed Tilt
[6 empty] | 21.71% | 4.1779 | 1st | 1.4 | 4th | Fixed Tilt
[6 empty] | 17.65% | 3.6313 | 1st | 1.3997 | 4th | Fixed Tilt
[6 empty] | 17.79% | 3.7322 | 1st | 1.4916 | 4th | Fixed Tilt
[6 empty] | 15.5% | 3.6929 | 1st | 1.5 | 4th | Fixed Tilt
[6 empty] | 18.19% | 3.7906 | 1st | 1.4253 | 4th | Fixed Tilt
[6 empty] | 21.34% | 3.8075 | 1st | 1.8409 | 4th | Fixed Tilt
[6 empty] | 17.74% | 3.904 | 1st | 1.4 | 4th | Fixed Tilt
[6 empty] | 19.72% | 3.8291 | 1st | 1.5 | 4th | Fixed Tilt
[6 empty] | 20.98% | 3.8291 | 1st | 1.5 | 4th | Fixed Tilt
[6 empty] | 17.93% | 3.8235 | 1st | 1.4268 | 4th | Fixed Tilt
[6 empty] | 19.99% | 3.8291 | 1st | 1.4997 | 4th | Fixed Tilt
[6 empty] | 17.17% | 3.8929 | 1st | 1.4545 | 4th | Fixed Tilt
[6 empty] | 19.13% | 3.8164 | 1st | 1.4797 | 4th | Fixed Tilt
[6 empty] | 18.88% | 4.0054 | 1st | 1.5 | 4th | Fixed Tilt
[6 empty] | 20.55% | 3.8355 | 1st | 1.6122 | 4th | Fixed Tilt
[6 empty] | 20.63% | 4.0131 | 1st | 1.425 | 4th | Fixed Tilt
[6 empty] | 12.15% | 3.7121 | 1st | 1.4513 | 4th | Fixed Tilt
[6 empty] | 19.12% | 3.6871 | 1st | 1.5143 | 4th | Fixed Tilt
[6 empty] | 9.166% | 3.7121 | 1st | 1.4513 | 4th | Fixed Tilt
[6 empty] | 19.03% | 3.6531 | 1st | 1.404 | 4th | Fixed Tilt
[6 empty] | 16.89% | 3.8361 | 1st | 1.4057 | 4th | Fixed Tilt
[6 empty] | 16.46% | 3.8014 | 1st | 1.4627 | 4th | Fixed Tilt
[6 empty] | 19.02% | 3.6505 | 1st | 1.5026 | 4th | Fixed Tilt
[6 empty] | 16.34% | 3.6413 | 1st | 1.4997 | 4th | Fixed Tilt
[6 empty] | 19.45% | 3.8108 | 1st | 1.5929 | 4th | Fixed Tilt
[6 empty] | 14.13% | 3.8967 | 1st | 1.4419 | 4th | Fixed Tilt
[6 empty] | 25.12% | 3.8634 | 1st | 1.9263 | 4th | Fixed Tilt
[6 empty] | 17.16% | 3.8485 | 1st | 1.521 | 4th | Fixed Tilt
[6 empty] | 29.27% | 3.8485 | 1st | 2.3291 | 4th | Fixed Tilt
[6 empty] | 16.12% | 3.8127 | 1st | 1.7457 | 4th | Fixed Tilt
[6 empty] | 22.33% | 3.8812 | 1st | 1.4803 | 4th | Fixed Tilt
[6 empty] | 21.67% | 3.9273 | 1st | 1.4279 | 4th | Fixed Tilt
[6 empty] | 19.75% | 3.9455 | 1st | 1.4151 | 4th | Fixed Tilt
[6 empty] | 19.57% | 3.8566 | 1st | 1.4826 | 4th | Fixed Tilt
[6 empty] | 17.47% | 3.6328 | 1st | 1.5 | 4th | Fixed Tilt
[6 empty] | 16.4% | 3.6984 | 1st | 1.5397 | 4th | Fixed Tilt
[6 empty] | 16.12% | 3.6984 | 1st | 1.5197 | 4th | Fixed Tilt
[6 empty] | 14.89% | 3.8199 | 1st | 1.5197 | 4th | Fixed Tilt
[6 empty] | 11.56% | 3.8559 | 1st | 1.5244 | 4th | Fixed Tilt
[6 empty] | 21.66% | 4.1531 | 1st | 1.4821 | 4th | Fixed Tilt
[6 empty] | 19.07% | 3.8952 | 1st | 1.2121 | 1st | Tracking
[6 empty] | 19.14% | 4.1257 | 1st | 1.12 | 1st | Tracking
[6 empty] | 17.46% | 3.8702 | 1st | 1.2119 | 1st | Tracking
[6 empty] | 17.43% | 3.9865 | 1st | 1.1113 | 1st | Tracking
[6 empty] | 20.01% | 4.2781 | 1st | 1.2412 | 1st | Tracking
[6 empty] | 18.32% | 3.8019 | 1st | 1.2222 | 1st | Tracking
[6 empty] | 19.28% | 3.7895 | 1st | 1.2222 | 1st | Tracking
[6 empty] | 18.96% | 3.7873 | 1st | 1.2201 | 1st | Tracking
[6 empty] | 20.79% | 4.2302 | 1st | 1.21 | 1st | Tracking
[6 empty] | 20.51% | 4.2302 | 1st | 1.225 | 1st | Tracking
[6 empty] | 19.65% | 4.2302 | 1st | 1.2127 | 1st | Tracking
[6 empty] | 18.47% | 3.9273 | 1st | 1.145 | 1st | Tracking
[6 empty] | 19.81% | 3.9457 | 1st | 1.1887 | 1st | Tracking
[6 empty] | 19.69% | 3.9253 | 1st | 1.0455 | 1st | Tracking
[6 empty] | 16.59% | 4.0215 | 1st | 1.2154 | 1st | Tracking
[6 empty] | 20.66% | 3.987 | 1st | 1.1667 | 1st | Tracking
[6 empty] | 14.74% | 3.7196 | 1st | 1.2083 | 1st | Tracking
[6 empty] | 21.74% | 3.8368 | 1st | 1.2065 | 1st | Tracking
[6 empty] | 18.12% | 3.7229 | 1st | 1.2141 | 1st | Tracking
[6 empty] | 18.35% | 3.7768 | 1st | 1.23 | 1st | Tracking
[6 empty] | 23.45% | 3.981 | 1st | 1.171 | 1st | Tracking
[6 empty] | 21.51% | 4.1231 | 1st | 1.2214 | 1st | Tracking
[6 empty] | 15.04% | 3.8206 | 1st | 1.2007 | 1st | Tracking
[6 empty] | 14.76% | 3.8271 | 1st | 1.2013 | 1st | Tracking
[6 empty] | 18.89% | 4.2331 | 1st | 1.2 | 1st | Tracking
[6 empty] | 19.74% | 3.9888 | 1st | 1.1344 | 1st | Tracking
[6 empty] | 22.94% | 4.265 | 1st | 1.2122 | 1st | Tracking
[6 empty] | 11.96% | 4.2316 | 1st | 1.2 | 1st | Tracking
[6 empty] | 21.73% | 4.2373 | 1st | 1.225 | 1st | Tracking
[6 empty] | 20.94% | 4.041 | 1st | 1.23 | 1st | Tracking
[6 empty] | 20.03% | 4.2183 | 1st | 1.1404 | 1st | Tracking
[6 empty] | 12.78% | 3.9098 | 1st | 1.1857 | 1st | Tracking
[6 empty] | 19.84% | 4.2017 | 1st | 1.1706 | 1st | Tracking
[6 empty] | 20.05% | 3.7275 | 1st | 1.1207 | 1st | Tracking
[6 empty] | 18.69% | 3.7282 | 1st | 1.1086 | 1st | Tracking
[6 empty] | 16.39% | 3.5836 | 1st | 1.0536 | 1st | Tracking
[6 empty] | 18.98% | 4.1063 | 1st | 1.1882 | 1st | Tracking
[6 empty] | 22.68% | 4.1354 | 1st | 1.2333 | 1st | Tracking
[6 empty] | 20.21% | 4.1924 | 1st | 1.2709 | 2nd | Tracking
[6 empty] | 20.8% | 4.2142 | 1st | 1.3101 | 2nd | Tracking
[6 empty] | 19.57% | 3.9628 | 1st | 1.2593 | 2nd | Tracking
[6 empty] | 16.09% | 4.086 | 1st | 1.26 | 2nd | Tracking
[6 empty] | 20.57% | 3.973 | 1st | 1.3 | 2nd | Tracking
[6 empty] | 22.39% | 4.036 | 1st | 1.3 | 2nd | Tracking
[6 empty] | 23.25% | 4.1143 | 1st | 1.2833 | 2nd | Tracking
[6 empty] | 18.39% | 3.6529 | 1st | 1.2633 | 2nd | Tracking
[6 empty] | 18.11% | 3.845 | 1st | 1.2597 | 2nd | Tracking
[6 empty] | 19.22% | 3.973 | 1st | 1.2985 | 2nd | Tracking
[6 empty] | 21.78% | 4.1075 | 1st | 1.275 | 2nd | Tracking
[6 empty] | 14.42% | 3.8301 | 1st | 1.2773 | 2nd | Tracking
[6 empty] | 16.56% | 3.6632 | 1st | 1.2944 | 2nd | Tracking
[6 empty] | 24.54% | 3.9906 | 1st | 1.275 | 2nd | Tracking
[6 empty] | 17.81% | 3.8394 | 1st | 1.27 | 2nd | Tracking
[6 empty] | 19.8% | 3.8062 | 1st | 1.27 | 2nd | Tracking
[6 empty] | 22.76% | 4.1698 | 1st | 1.2749 | 2nd | Tracking
[6 empty] | 21.63% | 4.1788 | 1st | 1.2837 | 2nd | Tracking
[6 empty] | 22.34% | 4.2781 | 1st | 1.3077 | 2nd | Tracking
[6 empty] | 21.9% | 4.1755 | 1st | 1.3 | 2nd | Tracking
[6 empty] | 24.74% | 4.1044 | 1st | 1.3 | 2nd | Tracking
[6 empty] | 22.06% | 3.8425 | 1st | 1.2667 | 2nd | Tracking
[6 empty] | 20.55% | 3.8305 | 1st | 1.26 | 2nd | Tracking
[6 empty] | 21.95% | 3.9678 | 1st | 1.3031 | 2nd | Tracking
[6 empty] | 22.39% | 3.9626 | 1st | 1.2941 | 2nd | Tracking
[6 empty] | 20.94% | 3.8249 | 1st | 1.2898 | 2nd | Tracking
[6 empty] | 20.93% | 3.8254 | 1st | 1.305 | 2nd | Tracking
[6 empty] | 16.8% | 3.8566 | 1st | 1.2835 | 2nd | Tracking
[6 empty] | 20.83% | 4.0241 | 1st | 1.3 | 2nd | Tracking
[6 empty] | 21.26% | 3.9928 | 1st | 1.288 | 2nd | Tracking
[6 empty] | 19.11% | 3.8162 | 1st | 1.295 | 2nd | Tracking
[6 empty] | 20.67% | 3.9064 | 1st | 1.3 | 2nd | Tracking
[6 empty] | 18.93% | 3.8267 | 1st | 1.2908 | 2nd | Tracking
[6 empty] | 20.67% | 3.8271 | 1st | 1.2885 | 2nd | Tracking
[6 empty] | 20.07% | 3.7737 | 1st | 1.297 | 2nd | Tracking
[6 empty] | 21.99% | 3.7588 | 1st | 1.31 | 2nd | Tracking
[6 empty] | 21.58% | 3.7885 | 1st | 1.302 | 2nd | Tracking
[6 empty] | 21.65% | 3.8432 | 1st | 1.28 | 2nd | Tracking
[6 empty] | 17.59% | 4.15 | 1st | 1.2571 | 2nd | Tracking
[6 empty] | 21.66% | 4.1127 | 1st | 1.2833 | 2nd | Tracking
[6 empty] | 18.59% | 3.7384 | 1st | 1.27 | 2nd | Tracking
[6 empty] | 19.61% | 3.6986 | 1st | 1.2525 | 2nd | Tracking
[6 empty] | 19.79% | 3.7719 | 1st | 1.3096 | 2nd | Tracking
[6 empty] | 20.97% | 3.8119 | 1st | 1.27 | 2nd | Tracking
[6 empty] | 10.19% | 3.7949 | 1st | 1.2797 | 2nd | Tracking
[6 empty] | 21.83% | 3.8677 | 1st | 1.2794 | 2nd | Tracking
[6 empty] | 12.29% | 4.0015 | 1st | 1.305 | 2nd | Tracking
[6 empty] | 21.36% | 3.7934 | 1st | 1.2519 | 2nd | Tracking
[6 empty] | 21.91% | 3.7651 | 1st | 1.38 | 3rd | Tracking
[6 empty] | 20.05% | 4.2447 | 1st | 1.34 | 3rd | Tracking
[6 empty] | 21.03% | 4.1922 | 1st | 1.3694 | 3rd | Tracking
[6 empty] | 21.89% | 4.2575 | 1st | 1.335 | 3rd | Tracking
[6 empty] | 14.34% | 4.2143 | 1st | 1.3158 | 3rd | Tracking
[6 empty] | 21.77% | 4.2302 | 1st | 1.328 | 3rd | Tracking
[6 empty] | 26.91% | 4.2194 | 1st | 1.3364 | 3rd | Tracking
[6 empty] | 18.13% | 4.2449 | 1st | 1.3878 | 3rd | Tracking
[6 empty] | 20.53% | 4.1153 | 1st | 1.373 | 3rd | Tracking
[6 empty] | 21.42% | 3.9642 | 1st | 1.3252 | 3rd | Tracking
[6 empty] | 21.27% | 3.9821 | 1st | 1.3505 | 3rd | Tracking
[6 empty] | 19.69% | 4.0337 | 1st | 1.322 | 3rd | Tracking
[6 empty] | 19.02% | 3.8102 | 1st | 1.3655 | 3rd | Tracking
[6 empty] | 20.92% | 3.8981 | 1st | 1.3561 | 3rd | Tracking
[6 empty] | 21.24% | 3.9484 | 1st | 1.35 | 3rd | Tracking
[6 empty] | 19.22% | 3.9675 | 1st | 1.35 | 3rd | Tracking
[6 empty] | 22.38% | 3.8607 | 1st | 1.3287 | 3rd | Tracking
[6 empty] | 18% | 3.6191 | 1st | 1.3544 | 3rd | Tracking
[6 empty] | 19.17% | 3.6632 | 1st | 1.3444 | 3rd | Tracking
[6 empty] | 16.08% | 3.6381 | 1st | 1.37 | 3rd | Tracking
[6 empty] | 15.9% | 3.7367 | 1st | 1.3506 | 3rd | Tracking
[6 empty] | 22.29% | 4.231 | 1st | 1.3125 | 3rd | Tracking
[6 empty] | 26.66% | 4.1529 | 1st | 1.3677 | 3rd | Tracking
[6 empty] | 21.73% | 3.9047 | 1st | 1.3263 | 3rd | Tracking
[6 empty] | 22.16% | 3.973 | 1st | 1.3222 | 3rd | Tracking
[6 empty] | 22.04% | 3.9678 | 1st | 1.3308 | 3rd | Tracking
[6 empty] | 21.76% | 3.973 | 1st | 1.3774 | 3rd | Tracking
[6 empty] | 15.09% | 3.8301 | 1st | 1.36 | 3rd | Tracking
[6 empty] | 22.95% | 3.9598 | 1st | 1.34 | 3rd | Tracking
[6 empty] | 20.86% | 3.8132 | 1st | 1.3267 | 3rd | Tracking
[6 empty] | 23.78% | 3.9837 | 1st | 1.3571 | 3rd | Tracking
[6 empty] | 21.65% | 3.8481 | 1st | 1.3112 | 3rd | Tracking
[6 empty] | 21.06% | 3.7458 | 1st | 1.35 | 3rd | Tracking
[6 empty] | 19.76% | 3.8025 | 1st | 1.324 | 3rd | Tracking
[6 empty] | 22.29% | 4.0691 | 1st | 1.3333 | 3rd | Tracking
[6 empty] | 21.83% | 3.8535 | 1st | 1.3235 | 3rd | Tracking
[6 empty] | 13.88% | 3.7367 | 1st | 1.35 | 3rd | Tracking
[6 empty] | 18.62% | 3.7622 | 1st | 1.35 | 3rd | Tracking
[6 empty] | 17.82% | 3.7367 | 1st | 1.35 | 3rd | Tracking
[6 empty] | 19.95% | 4.0409 | 1st | 1.3638 | 3rd | Tracking
[6 empty] | 23.62% | 3.9728 | 1st | 1.3627 | 3rd | Tracking
[6 empty] | 25.08% | 4.0868 | 1st | 1.32 | 3rd | Tracking
[6 empty] | 18.77% | 3.703 | 1st | 1.3397 | 3rd | Tracking
[6 empty] | 20.94% | 3.9096 | 1st | 1.3495 | 3rd | Tracking
[6 empty] | 21.39% | 3.8384 | 1st | 1.3575 | 3rd | Tracking
[6 empty] | 20.71% | 3.7862 | 1st | 1.3575 | 3rd | Tracking
[6 empty] | 21.19% | 3.8163 | 1st | 1.34 | 3rd | Tracking
[6 empty] | 15.82% | 4.1525 | 1st | 1.3636 | 3rd | Tracking
[6 empty] | 20.17% | 4.006 | 1st | 1.3175 | 3rd | Tracking
[6 empty] | 22.42% | 3.8916 | 1st | 1.3509 | 3rd | Tracking
[6 empty] | 19.25% | 3.8908 | 1st | 1.3586 | 3rd | Tracking
[6 empty] | 22.37% | 3.7877 | 1st | 1.3556 | 3rd | Tracking
[6 empty] | 22.1% | 3.7578 | 1st | 1.524 | 4th | Tracking
[6 empty] | 22.12% | 3.7939 | 1st | 1.52 | 4th | Tracking
[6 empty] | 19.45% | 3.7747 | 1st | 1.4769 | 4th | Tracking
[6 empty] | 21.66% | 3.8079 | 1st | 1.5231 | 4th | Tracking
[6 empty] | 21.41% | 3.8118 | 1st | 1.4964 | 4th | Tracking
[6 empty] | 20% | 3.7973 | 1st | 1.456 | 4th | Tracking
[6 empty] | 21.66% | 3.8051 | 1st | 1.524 | 4th | Tracking
[6 empty] | 21.06% | 3.839 | 1st | 1.592 | 4th | Tracking
[6 empty] | 20.13% | 3.8194 | 1st | 1.4345 | 4th | Tracking
[6 empty] | 20.25% | 3.8274 | 1st | 1.4412 | 4th | Tracking
[6 empty] | 22.57% | 3.8423 | 1st | 1.435 | 4th | Tracking
[6 empty] | 23.66% | 4.1342 | 1st | 1.4013 | 4th | Tracking
[6 empty] | 24.24% | 4.2167 | 1st | 1.4583 | 4th | Tracking
[6 empty] | 23.14% | 3.7773 | 1st | 1.446 | 4th | Tracking
[6 empty] | 14.81% | 3.803 | 1st | 1.42 | 4th | Tracking
[6 empty] | 22.29% | 3.7928 | 1st | 1.47 | 4th | Tracking
[6 empty] | 22.95% | 3.8539 | 1st | 1.48 | 4th | Tracking
[6 empty] | 21.23% | 3.5413 | 1st | 1.52 | 4th | Tracking
[6 empty] | 21.22% | 3.4777 | 1st | 1.52 | 4th | Tracking
[6 empty] | 23.21% | 3.7773 | 1st | 1.4636 | 4th | Tracking
[6 empty] | 20.79% | 3.8326 | 1st | 1.4332 | 4th | Tracking
[6 empty] | 26.7% | 4.2369 | 1st | 1.4874 | 4th | Tracking
[6 empty] | 16.22% | 3.8018 | 1st | 1.4928 | 4th | Tracking
[6 empty] | 17.19% | 3.7527 | 1st | 1.4022 | 4th | Tracking
[6 empty] | 21.72% | 4.2369 | 1st | 1.4 | 4th | Tracking
[6 empty] | 24.71% | 4.2781 | 1st | 1.4 | 4th | Tracking
[6 empty] | 22.59% | 3.7773 | 1st | 1.4544 | 4th | Tracking
[6 empty] | 22.94% | 3.803 | 1st | 1.41 | 4th | Tracking
[6 empty] | 22.13% | 3.8078 | 1st | 1.9796 | 4th | Tracking
[6 empty] | 25.43% | 4.2156 | 1st | 1.4067 | 4th | Tracking
[6 empty] | 23.25% | 4.2214 | 1st | 1.45 | 4th | Tracking
[6 empty] | 21.55% | 3.8677 | 1st | 1.45 | 4th | Tracking
[6 empty] | 24.79% | 4.2781 | 1st | 1.6667 | 4th | Tracking
[6 empty] | 16.13% | 3.8485 | 1st | 1.4388 | 4th | Tracking
[6 empty] | 26.11% | 4.2368 | 1st | 1.4 | 4th | Tracking
[6 empty] | 21.37% | 3.8435 | 1st | 1.4 | 4th | Tracking
[6 empty] | 22.04% | 3.8119 | 1st | 1.4 | 4th | Tracking
[6 empty] | 24.5% | 4.1697 | 1st | 1.4471 | 4th | Tracking
[6 empty] | 24.13% | 3.8546 | 1st | 1.4429 | 4th | Tracking
[6 empty] | 23.91% | 3.8632 | 1st | 1.4429 | 4th | Tracking
[6 empty] | 22.66% | 3.8162 | 1st | 1.5 | 4th | Tracking
[6 empty] | 20.01% | 3.7867 | 1st | 1.398 | 4th | Tracking
[6 empty] | 14.83% | 4.009 | 1st | 1.4571 | 4th | Tracking
[6 empty] | 18.94% | 4.4052 | 2nd | 1.183 | 1st | Fixed Tilt
[6 empty] | 19.51% | 4.3563 | 2nd | 1.2108 | 1st | Fixed Tilt
[6 empty] | 17.38% | 4.4296 | 2nd | 1.2005 | 1st | Fixed Tilt
[6 empty] | 20.71% | 4.5246 | 2nd | 1.2299 | 1st | Fixed Tilt
[6 empty] | 18.87% | 4.5446 | 2nd | 1.2483 | 1st | Fixed Tilt
[6 empty] | 21.65% | 4.3886 | 2nd | 1.25 | 1st | Fixed Tilt
[6 empty] | 22.85% | 4.5238 | 2nd | 1.2037 | 1st | Fixed Tilt
[6 empty] | 18.08% | 4.4439 | 2nd | 1.17 | 1st | Fixed Tilt
[6 empty] | 16.47% | 4.4528 | 2nd | 1.21 | 1st | Fixed Tilt
[6 empty] | 18.02% | 4.4557 | 2nd | 1.21 | 1st | Fixed Tilt
[6 empty] | 18.87% | 4.4743 | 2nd | 1.23 | 1st | Fixed Tilt
[6 empty] | 15.48% | 4.4523 | 2nd | 1.19 | 1st | Fixed Tilt
[6 empty] | 18.63% | 4.338 | 2nd | 1.26 | 2nd | Fixed Tilt
[6 empty] | 19.17% | 4.6805 | 2nd | 1.268 | 2nd | Fixed Tilt
[6 empty] | 19.93% | 4.5271 | 2nd | 1.28 | 2nd | Fixed Tilt
[6 empty] | 19.86% | 4.5646 | 2nd | 1.2867 | 2nd | Fixed Tilt
[6 empty] | 18.88% | 4.4321 | 2nd | 1.275 | 2nd | Fixed Tilt
[6 empty] | 18.4% | 4.3718 | 2nd | 1.2626 | 2nd | Fixed Tilt
[6 empty] | 18.88% | 4.3718 | 2nd | 1.2626 | 2nd | Fixed Tilt
[6 empty] | 17.89% | 4.4363 | 2nd | 1.2946 | 2nd | Fixed Tilt
[6 empty] | 17.05% | 4.4158 | 2nd | 1.2626 | 2nd | Fixed Tilt
[6 empty] | 19.64% | 4.3716 | 2nd | 1.2909 | 2nd | Fixed Tilt
[6 empty] | 21.4% | 4.4624 | 2nd | 1.2987 | 2nd | Fixed Tilt
[6 empty] | 20.34% | 4.4735 | 2nd | 1.3009 | 2nd | Fixed Tilt
[6 empty] | 20.15% | 4.4947 | 2nd | 1.3053 | 2nd | Fixed Tilt
[6 empty] | 18.79% | 4.4411 | 2nd | 1.2603 | 2nd | Fixed Tilt
[6 empty] | 17.2% | 4.4047 | 2nd | 1.272 | 2nd | Fixed Tilt
[6 empty] | 19.96% | 4.4351 | 2nd | 1.2988 | 2nd | Fixed Tilt
[6 empty] | 20.49% | 4.4256 | 2nd | 1.3048 | 2nd | Fixed Tilt
[6 empty] | 18.62% | 4.462 | 2nd | 1.3108 | 2nd | Fixed Tilt
[6 empty] | 22.49% | 4.4374 | 2nd | 1.3 | 2nd | Fixed Tilt
[6 empty] | 18.82% | 4.4557 | 2nd | 1.27 | 2nd | Fixed Tilt
[6 empty] | 18.22% | 4.6213 | 2nd | 1.3077 | 2nd | Fixed Tilt
[6 empty] | 20.02% | 4.4964 | 2nd | 1.3503 | 3rd | Fixed Tilt
[6 empty] | 17.78% | 4.5063 | 2nd | 1.3896 | 3rd | Fixed Tilt
[6 empty] | 22.03% | 4.4523 | 2nd | 1.3405 | 3rd | Fixed Tilt
[6 empty] | 18.44% | 4.4228 | 2nd | 1.3889 | 3rd | Fixed Tilt
[6 empty] | 20.64% | 4.2792 | 2nd | 1.32 | 3rd | Fixed Tilt
[6 empty] | 20.28% | 4.6138 | 2nd | 1.3846 | 3rd | Fixed Tilt
[6 empty] | 18.44% | 4.4517 | 2nd | 1.3281 | 3rd | Fixed Tilt
[6 empty] | 21.42% | 4.5225 | 2nd | 1.375 | 3rd | Fixed Tilt
[6 empty] | 20.39% | 4.6432 | 2nd | 1.334 | 3rd | Fixed Tilt
[6 empty] | 21.21% | 4.5066 | 2nd | 1.3636 | 3rd | Fixed Tilt
[6 empty] | 19.98% | 4.6613 | 2nd | 1.3672 | 3rd | Fixed Tilt
[6 empty] | 21.66% | 4.4228 | 2nd | 1.35 | 3rd | Fixed Tilt
[6 empty] | 21.05% | 4.4257 | 2nd | 1.35 | 3rd | Fixed Tilt
[6 empty] | 18.46% | 4.6535 | 2nd | 1.35 | 3rd | Fixed Tilt
[6 empty] | 22.13% | 4.3423 | 2nd | 1.35 | 3rd | Fixed Tilt
[6 empty] | 23.24% | 4.283 | 2nd | 1.365 | 3rd | Fixed Tilt
[6 empty] | 19.32% | 4.6666 | 2nd | 1.3826 | 3rd | Fixed Tilt
[6 empty] | 21.77% | 4.4829 | 2nd | 1.4017 | 4th | Fixed Tilt
[6 empty] | 20.4% | 4.5352 | 2nd | 1.3969 | 4th | Fixed Tilt
[6 empty] | 17.75% | 4.4025 | 2nd | 1.5119 | 4th | Fixed Tilt
[6 empty] | 21.11% | 4.3926 | 2nd | 1.4749 | 4th | Fixed Tilt
[6 empty] | 20.64% | 4.5232 | 2nd | 1.399 | 4th | Fixed Tilt
[6 empty] | 22.44% | 4.4373 | 2nd | 1.4733 | 4th | Fixed Tilt
[6 empty] | 20.83% | 4.5987 | 2nd | 1.4167 | 4th | Fixed Tilt
[6 empty] | 19.17% | 4.6805 | 2nd | 1.45 | 4th | Fixed Tilt
[6 empty] | 23.27% | 4.6745 | 2nd | 1.6722 | 4th | Fixed Tilt
[6 empty] | 21.02% | 4.4016 | 2nd | 1.4002 | 4th | Fixed Tilt
[6 empty] | 22.02% | 4.585 | 2nd | 1.4674 | 4th | Fixed Tilt
[6 empty] | 22% | 4.6658 | 2nd | 1.4719 | 4th | Fixed Tilt
[6 empty] | 21.93% | 4.5985 | 2nd | 1.4699 | 4th | Fixed Tilt
[6 empty] | 23.04% | 4.4564 | 2nd | 1.4223 | 4th | Fixed Tilt
[6 empty] | 21.2% | 4.3294 | 2nd | 1.4 | 4th | Fixed Tilt
[6 empty] | 21.46% | 4.5968 | 2nd | 1.4029 | 4th | Fixed Tilt
[6 empty] | 23.23% | 4.3952 | 2nd | 1.5 | 4th | Fixed Tilt
[6 empty] | 20.89% | 4.6653 | 2nd | 1.4505 | 4th | Fixed Tilt
[6 empty] | 23.37% | 4.4884 | 2nd | 1.5 | 4th | Fixed Tilt
[6 empty] | 22.67% | 4.4736 | 2nd | 1.4141 | 4th | Fixed Tilt
[6 empty] | 21.77% | 4.4312 | 2nd | 1.4401 | 4th | Fixed Tilt
[6 empty] | 21.46% | 4.488 | 2nd | 1.482 | 4th | Fixed Tilt
[6 empty] | 21.99% | 4.5234 | 2nd | 1.452 | 4th | Fixed Tilt
[6 empty] | 22.05% | 4.6616 | 2nd | 1.3981 | 4th | Fixed Tilt
[6 empty] | 24.42% | 4.4082 | 2nd | 1.3977 | 4th | Fixed Tilt
[6 empty] | 19.69% | 4.4288 | 2nd | 1.4273 | 4th | Fixed Tilt
[6 empty] | 22.1% | 4.6591 | 2nd | 1.4443 | 4th | Fixed Tilt
[6 empty] | 17.61% | 4.3983 | 2nd | 1.675 | 4th | Fixed Tilt
[6 empty] | 22.11% | 4.3759 | 2nd | 1.4707 | 4th | Fixed Tilt
[6 empty] | 21.31% | 4.4912 | 2nd | 1.2476 | 1st | Tracking
[6 empty] | 20.87% | 4.585 | 2nd | 1.2329 | 1st | Tracking
[6 empty] | 22.5% | 4.5057 | 2nd | 1.25 | 1st | Tracking
[6 empty] | 17.85% | 4.4033 | 2nd | 1.2444 | 1st | Tracking
[6 empty] | 21% | 4.3775 | 2nd | 1.25 | 1st | Tracking
[6 empty] | 21.97% | 4.4397 | 2nd | 1.1204 | 1st | Tracking
[6 empty] | 19.86% | 4.5364 | 2nd | 1.2343 | 1st | Tracking
[6 empty] | 20.11% | 4.3718 | 2nd | 1.2445 | 1st | Tracking
[6 empty] | 20.97% | 4.3699 | 2nd | 1.2454 | 1st | Tracking
[6 empty] | 19.51% | 4.3181 | 2nd | 1.1932 | 1st | Tracking
[6 empty] | 21.14% | 4.6799 | 2nd | 1.22 | 1st | Tracking
[6 empty] | 14.72% | 4.7037 | 2nd | 1.2264 | 1st | Tracking
[6 empty] | 17.94% | 4.2921 | 2nd | 1.148 | 1st | Tracking
[6 empty] | 19.06% | 4.3037 | 2nd | 1.1444 | 1st | Tracking
[6 empty] | 23.27% | 4.381 | 2nd | 1.25 | 1st | Tracking
[6 empty] | 19.79% | 4.3822 | 2nd | 1.25 | 1st | Tracking
[6 empty] | 21.63% | 4.4103 | 2nd | 1.1898 | 1st | Tracking
[6 empty] | 19.87% | 4.399 | 2nd | 1.1598 | 1st | Tracking
[6 empty] | 21.11% | 4.4148 | 2nd | 1.1598 | 1st | Tracking
[6 empty] | 11.28% | 4.3609 | 2nd | 1.145 | 1st | Tracking
[6 empty] | 22.35% | 4.464 | 2nd | 1.0756 | 1st | Tracking
[6 empty] | 17.83% | 4.3318 | 2nd | 1.0609 | 1st | Tracking
[6 empty] | 18.11% | 4.5754 | 2nd | 1 | 1st | Tracking
[6 empty] | 21.71% | 4.6402 | 2nd | 1.2198 | 1st | Tracking
[6 empty] | 24.19% | 4.6663 | 2nd | 1.2198 | 1st | Tracking
[6 empty] | 19.84% | 4.4952 | 2nd | 1.1975 | 1st | Tracking
[6 empty] | 13.5% | 4.5754 | 2nd | 1 | 1st | Tracking
[6 empty] | 26.51% | 4.6771 | 2nd | 1.2397 | 1st | Tracking
[6 empty] | 16.4% | 4.5828 | 2nd | 1.101 | 1st | Tracking
[6 empty] | 22.07% | 4.3134 | 2nd | 1.08 | 1st | Tracking
[6 empty] | 24.76% | 4.4223 | 2nd | 1.2375 | 1st | Tracking
[6 empty] | 18.91% | 4.3638 | 2nd | 1.1196 | 1st | Tracking
[6 empty] | 18.26% | 4.3372 | 2nd | 1.2058 | 1st | Tracking
[6 empty] | 18.46% | 4.3643 | 2nd | 1.1214 | 1st | Tracking
[6 empty] | 25.83% | 4.4562 | 2nd | 1.1244 | 1st | Tracking
[6 empty] | 18.66% | 4.5431 | 2nd | 1.19 | 1st | Tracking
[6 empty] | 21.94% | 4.455 | 2nd | 1.2528 | 2nd | Tracking
[6 empty] | 22.65% | 4.491 | 2nd | 1.2528 | 2nd | Tracking
[6 empty] | 21.51% | 4.5149 | 2nd | 1.2745 | 2nd | Tracking
[6 empty] | 20.81% | 4.3874 | 2nd | 1.295 | 2nd | Tracking
[6 empty] | 22.37% | 4.4033 | 2nd | 1.3065 | 2nd | Tracking
[6 empty] | 25.53% | 4.5346 | 2nd | 1.3077 | 2nd | Tracking
[6 empty] | 17.83% | 4.3386 | 2nd | 1.2741 | 2nd | Tracking
[6 empty] | 24.72% | 4.5567 | 2nd | 1.3091 | 2nd | Tracking
[6 empty] | 23.7% | 4.5224 | 2nd | 1.3 | 2nd | Tracking
[6 empty] | 25.31% | 4.5547 | 2nd | 1.31 | 2nd | Tracking
[6 empty] | 24.01% | 4.605 | 2nd | 1.3091 | 2nd | Tracking
[6 empty] | 24.39% | 4.5798 | 2nd | 1.3091 | 2nd | Tracking
[6 empty] | 21.63% | 4.5063 | 2nd | 1.2906 | 2nd | Tracking
[6 empty] | 22.67% | 4.436 | 2nd | 1.283 | 2nd | Tracking
[6 empty] | 20.64% | 4.4101 | 2nd | 1.2938 | 2nd | Tracking
[6 empty] | 22.1% | 4.4101 | 2nd | 1.2901 | 2nd | Tracking
[6 empty] | 21.36% | 4.6561 | 2nd | 1.3081 | 2nd | Tracking
[6 empty] | 24.78% | 4.4842 | 2nd | 1.2679 | 2nd | Tracking
[6 empty] | 21.67% | 4.4901 | 2nd | 1.28 | 2nd | Tracking
[6 empty] | 26.21% | 4.51 | 2nd | 1.3 | 2nd | Tracking
[6 empty] | 19.09% | 4.3633 | 2nd | 1.274 | 2nd | Tracking
[6 empty] | 21.16% | 4.6092 | 2nd | 1.2748 | 2nd | Tracking
[6 empty] | 24.87% | 4.4258 | 2nd | 1.3 | 2nd | Tracking
[6 empty] | 25.33% | 4.4034 | 2nd | 1.3 | 2nd | Tracking
[6 empty] | 23.39% | 4.6756 | 2nd | 1.2794 | 2nd | Tracking
[6 empty] | 23.84% | 4.3177 | 2nd | 1.2667 | 2nd | Tracking
[6 empty] | 22.02% | 4.4136 | 2nd | 1.2581 | 2nd | Tracking
[6 empty] | 21.03% | 4.3793 | 2nd | 1.2579 | 2nd | Tracking
[6 empty] | 22.83% | 4.405 | 2nd | 1.2952 | 2nd | Tracking
[6 empty] | 24.45% | 4.6176 | 2nd | 1.2727 | 2nd | Tracking
[6 empty] | 22.61% | 4.2909 | 2nd | 1.2857 | 2nd | Tracking
[6 empty] | 21.8% | 4.3607 | 2nd | 1.2975 | 2nd | Tracking
[6 empty] | 20.84% | 4.3691 | 2nd | 1.278 | 2nd | Tracking
[6 empty] | 18.39% | 4.4033 | 2nd | 1.3049 | 2nd | Tracking
[6 empty] | 19.43% | 4.6468 | 2nd | 1.2571 | 2nd | Tracking
[6 empty] | 23.09% | 4.464 | 2nd | 1.3 | 2nd | Tracking
[6 empty] | 21.37% | 4.3407 | 2nd | 1.2609 | 2nd | Tracking
[6 empty] | 22.96% | 4.3134 | 2nd | 1.2611 | 2nd | Tracking
[6 empty] | 20.54% | 4.3643 | 2nd | 1.2594 | 2nd | Tracking
[6 empty] | 22.89% | 4.5754 | 2nd | 1.3098 | 2nd | Tracking
[6 empty] | 22% | 4.3758 | 2nd | 1.2654 | 2nd | Tracking
[6 empty] | 24.39% | 4.4056 | 2nd | 1.2933 | 2nd | Tracking
[6 empty] | 19.99% | 4.3652 | 2nd | 1.3 | 2nd | Tracking
[6 empty] | 24.59% | 4.6638 | 2nd | 1.3 | 2nd | Tracking
[6 empty] | 21.26% | 4.578 | 2nd | 1.3 | 2nd | Tracking
[6 empty] | 22.52% | 4.5446 | 2nd | 1.3013 | 2nd | Tracking
[6 empty] | 24.49% | 4.4853 | 2nd | 1.2867 | 2nd | Tracking
[6 empty] | 22.67% | 4.4593 | 2nd | 1.2837 | 2nd | Tracking
[6 empty] | 23.48% | 4.6411 | 2nd | 1.3 | 2nd | Tracking
[6 empty] | 20.53% | 4.3326 | 2nd | 1.27 | 2nd | Tracking
[6 empty] | 13.99% | 4.4563 | 2nd | 1.2597 | 2nd | Tracking
[6 empty] | 23.81% | 4.6475 | 2nd | 1.2857 | 2nd | Tracking
[6 empty] | 23.56% | 4.3388 | 2nd | 1.3 | 2nd | Tracking
[6 empty] | 22.03% | 4.647 | 2nd | 1.262 | 2nd | Tracking
[6 empty] | 22.55% | 4.359 | 2nd | 1.285 | 2nd | Tracking
[6 empty] | 19.37% | 4.3202 | 2nd | 1.3 | 2nd | Tracking
[6 empty] | 24.8% | 4.36 | 2nd | 1.3 | 2nd | Tracking
[6 empty] | 19.95% | 4.3134 | 2nd | 1.2864 | 2nd | Tracking
[6 empty] | 21.37% | 4.6713 | 2nd | 1.2886 | 2nd | Tracking
[6 empty] | 21.88% | 4.3648 | 2nd | 1.2629 | 2nd | Tracking
[6 empty] | 24.99% | 4.5691 | 2nd | 1.2992 | 2nd | Tracking
[6 empty] | 23.04% | 4.5641 | 2nd | 1.2931 | 2nd | Tracking
[6 empty] | 21.34% | 4.4331 | 2nd | 1.2872 | 2nd | Tracking
[6 empty] | 25.28% | 4.5914 | 2nd | 1.3 | 2nd | Tracking
[6 empty] | 21.88% | 4.6359 | 2nd | 1.2624 | 2nd | Tracking
[6 empty] | 26.42% | 4.5805 | 2nd | 1.3083 | 2nd | Tracking
[6 empty] | 21.42% | 4.3227 | 2nd | 1.3017 | 2nd | Tracking
[6 empty] | 20.77% | 4.3388 | 2nd | 1.3 | 2nd | Tracking
[6 empty] | 22.34% | 4.3513 | 2nd | 1.2674 | 2nd | Tracking
[6 empty] | 20.11% | 4.4765 | 2nd | 1.3208 | 3rd | Tracking
[6 empty] | 22.44% | 4.5005 | 2nd | 1.36 | 3rd | Tracking
[6 empty] | 24.38% | 4.585 | 2nd | 1.3738 | 3rd | Tracking
[6 empty] | 21.7% | 4.4407 | 2nd | 1.3244 | 3rd | Tracking
[6 empty] | 22.3% | 4.5111 | 2nd | 1.3457 | 3rd | Tracking
[6 empty] | 24.87% | 4.608 | 2nd | 1.3339 | 3rd | Tracking
[6 empty] | 26.19% | 4.6516 | 2nd | 1.3392 | 3rd | Tracking
[6 empty] | 24.56% | 4.4881 | 2nd | 1.3339 | 3rd | Tracking
[6 empty] | 25.16% | 4.4881 | 2nd | 1.3339 | 3rd | Tracking
[6 empty] | 22.71% | 4.3994 | 2nd | 1.336 | 3rd | Tracking
[6 empty] | 25.53% | 4.6864 | 2nd | 1.35 | 3rd | Tracking
[6 empty] | 21.33% | 4.3048 | 2nd | 1.3175 | 3rd | Tracking
[6 empty] | 17.21% | 4.3119 | 2nd | 1.3471 | 3rd | Tracking
[6 empty] | 26.36% | 4.6479 | 2nd | 1.3656 | 3rd | Tracking
[6 empty] | 22.25% | 4.6849 | 2nd | 1.3533 | 3rd | Tracking
[6 empty] | 27.05% | 4.6827 | 2nd | 1.3392 | 3rd | Tracking
[6 empty] | 21.94% | 4.4321 | 2nd | 1.3351 | 3rd | Tracking
[6 empty] | 16.52% | 4.6743 | 2nd | 1.3585 | 3rd | Tracking
[6 empty] | 21.55% | 4.3936 | 2nd | 1.333 | 3rd | Tracking
[6 empty] | 20.29% | 4.3868 | 2nd | 1.3591 | 3rd | Tracking
[6 empty] | 22% | 4.6799 | 2nd | 1.3275 | 3rd | Tracking
[6 empty] | 20.7% | 4.6653 | 2nd | 1.3721 | 3rd | Tracking
[6 empty] | 20.19% | 4.5373 | 2nd | 1.3193 | 3rd | Tracking
[6 empty] | 20.71% | 4.3326 | 2nd | 1.3333 | 3rd | Tracking
[6 empty] | 21.94% | 4.6753 | 2nd | 1.32 | 3rd | Tracking
[6 empty] | 21.32% | 4.4232 | 2nd | 1.345 | 3rd | Tracking
[6 empty] | 24.63% | 4.341 | 2nd | 1.3333 | 3rd | Tracking
[6 empty] | 23.99% | 4.3511 | 2nd | 1.3333 | 3rd | Tracking
[6 empty] | 16.7% | 4.5643 | 2nd | 1.3195 | 3rd | Tracking
[6 empty] | 20.21% | 4.3265 | 2nd | 1.3841 | 3rd | Tracking
[6 empty] | 22.32% | 4.5626 | 2nd | 1.34 | 3rd | Tracking
[6 empty] | 21.27% | 4.3045 | 2nd | 1.3133 | 3rd | Tracking
[6 empty] | 22.41% | 4.588 | 2nd | 1.3415 | 3rd | Tracking
[6 empty] | 27.96% | 4.6816 | 2nd | 1.3875 | 3rd | Tracking
[6 empty] | 26.04% | 4.5124 | 2nd | 1.3247 | 3rd | Tracking
[6 empty] | 20.46% | 4.6153 | 2nd | 1.3592 | 3rd | Tracking
[6 empty] | 23.22% | 4.6396 | 2nd | 1.3545 | 3rd | Tracking
[6 empty] | 19.58% | 4.4098 | 2nd | 1.3333 | 3rd | Tracking
[6 empty] | 24.39% | 4.435 | 2nd | 1.336 | 3rd | Tracking
[6 empty] | 20.54% | 4.6464 | 2nd | 1.3592 | 3rd | Tracking
[6 empty] | 20.77% | 4.4021 | 2nd | 1.3615 | 3rd | Tracking
[6 empty] | 19.01% | 4.3372 | 2nd | 1.314 | 3rd | Tracking
[6 empty] | 22.5% | 4.3798 | 2nd | 1.39 | 3rd | Tracking
[6 empty] | 24.23% | 4.6464 | 2nd | 1.3333 | 3rd | Tracking
[6 empty] | 20.6% | 4.6411 | 2nd | 1.3533 | 3rd | Tracking
[6 empty] | 25.47% | 4.3338 | 2nd | 1.3525 | 3rd | Tracking
[6 empty] | 24.1% | 4.3886 | 2nd | 1.3333 | 3rd | Tracking
[6 empty] | 24.82% | 4.3532 | 2nd | 1.3667 | 3rd | Tracking
[6 empty] | 24.33% | 4.4397 | 2nd | 1.3182 | 3rd | Tracking
[6 empty] | 20.02% | 4.3491 | 2nd | 1.3867 | 3rd | Tracking
[6 empty] | 19.39% | 4.3586 | 2nd | 1.325 | 3rd | Tracking
[6 empty] | 20.4% | 4.6456 | 2nd | 1.3208 | 3rd | Tracking
[6 empty] | 22.84% | 4.3037 | 2nd | 1.32 | 3rd | Tracking
[6 empty] | 24.56% | 4.3227 | 2nd | 1.325 | 3rd | Tracking
[6 empty] | 21.12% | 4.693 | 2nd | 1.3362 | 3rd | Tracking
[6 empty] | 27.03% | 4.3757 | 2nd | 1.39 | 3rd | Tracking
[6 empty] | 21.1% | 4.6601 | 2nd | 1.363 | 3rd | Tracking
[6 empty] | 21.07% | 4.3511 | 2nd | 1.33 | 3rd | Tracking
[6 empty] | 24.17% | 4.3098 | 2nd | 1.36 | 3rd | Tracking
[6 empty] | 25.09% | 4.6797 | 2nd | 1.3826 | 3rd | Tracking
[6 empty] | 24.52% | 4.6799 | 2nd | 1.3826 | 3rd | Tracking
[6 empty] | 25.06% | 4.6799 | 2nd | 1.3826 | 3rd | Tracking
[6 empty] | 23.18% | 4.5893 | 2nd | 1.3207 | 3rd | Tracking
[6 empty] | 24.37% | 4.642 | 2nd | 1.3166 | 3rd | Tracking
[6 empty] | 24.71% | 4.389 | 2nd | 1.3429 | 3rd | Tracking
[6 empty] | 22.52% | 4.6436 | 2nd | 1.3538 | 3rd | Tracking
[6 empty] | 21.57% | 4.6021 | 2nd | 1.3538 | 3rd | Tracking
[6 empty] | 23.61% | 4.5541 | 2nd | 1.35 | 3rd | Tracking
[6 empty] | 24.55% | 4.546 | 2nd | 1.3467 | 3rd | Tracking
[6 empty] | 21.81% | 4.3527 | 2nd | 1.315 | 3rd | Tracking
[6 empty] | 25.01% | 4.6377 | 2nd | 1.3854 | 3rd | Tracking
[6 empty] | 25.12% | 4.4057 | 2nd | 1.325 | 3rd | Tracking
[6 empty] | 23.39% | 4.3374 | 2nd | 1.335 | 3rd | Tracking
[6 empty] | 19.93% | 4.4319 | 2nd | 1.4051 | 4th | Tracking
[6 empty] | 24.25% | 4.4321 | 2nd | 1.4062 | 4th | Tracking
[6 empty] | 21.42% | 4.4058 | 2nd | 1.4336 | 4th | Tracking
[6 empty] | 22.77% | 4.4491 | 2nd | 1.4045 | 4th | Tracking
[6 empty] | 21.04% | 4.3902 | 2nd | 1.4 | 4th | Tracking
[6 empty] | 25.93% | 4.5654 | 2nd | 1.4206 | 4th | Tracking
[6 empty] | 24.07% | 4.4725 | 2nd | 1.461 | 4th | Tracking
[6 empty] | 22.71% | 4.5821 | 2nd | 1.45 | 4th | Tracking
[6 empty] | 24.06% | 4.585 | 2nd | 1.3944 | 4th | Tracking
[6 empty] | 21.58% | 4.5501 | 2nd | 1.4498 | 4th | Tracking
[6 empty] | 22.39% | 4.3984 | 2nd | 1.4854 | 4th | Tracking
[6 empty] | 22.33% | 4.6064 | 2nd | 1.45 | 4th | Tracking
[6 empty] | 22.27% | 4.6278 | 2nd | 1.4231 | 4th | Tracking
[6 empty] | 23.45% | 4.6278 | 2nd | 1.4231 | 4th | Tracking
[6 empty] | 24.96% | 4.5005 | 2nd | 1.4204 | 4th | Tracking
[6 empty] | 24.16% | 4.51 | 2nd | 1.404 | 4th | Tracking
[6 empty] | 23.22% | 4.5745 | 2nd | 1.4003 | 4th | Tracking
[6 empty] | 19.92% | 4.3991 | 2nd | 1.4033 | 4th | Tracking
[6 empty] | 23.24% | 4.683 | 2nd | 1.3986 | 4th | Tracking
[6 empty] | 20.88% | 4.4363 | 2nd | 1.3933 | 4th | Tracking
[6 empty] | 22.5% | 4.351 | 2nd | 1.4145 | 4th | Tracking
[6 empty] | 22.71% | 4.3119 | 2nd | 1.415 | 4th | Tracking
[6 empty] | 25.26% | 4.51 | 2nd | 1.3909 | 4th | Tracking
[6 empty] | 23.66% | 4.5643 | 2nd | 1.451 | 4th | Tracking
[6 empty] | 21.98% | 4.6632 | 2nd | 1.4574 | 4th | Tracking
[6 empty] | 23.14% | 4.6368 | 2nd | 1.406 | 4th | Tracking
[6 empty] | 22.17% | 4.6927 | 2nd | 1.4277 | 4th | Tracking
[6 empty] | 23.34% | 4.6927 | 2nd | 1.4277 | 4th | Tracking
[6 empty] | 24.62% | 4.6261 | 2nd | 1.3995 | 4th | Tracking
[6 empty] | 23.39% | 4.6632 | 2nd | 1.4045 | 4th | Tracking
[6 empty] | 23.65% | 4.5643 | 2nd | 1.3989 | 4th | Tracking
[6 empty] | 23.25% | 4.5643 | 2nd | 1.3989 | 4th | Tracking
[6 empty] | 21.71% | 4.657 | 2nd | 1.3958 | 4th | Tracking
[6 empty] | 22.64% | 4.639 | 2nd | 1.4277 | 4th | Tracking
[6 empty] | 21.34% | 4.5892 | 2nd | 1.4505 | 4th | Tracking
[6 empty] | 21.59% | 4.6293 | 2nd | 1.4202 | 4th | Tracking
[6 empty] | 26.58% | 4.6534 | 2nd | 1.49 | 4th | Tracking
[6 empty] | 19.66% | 4.661 | 2nd | 1.3922 | 4th | Tracking
[6 empty] | 25.72% | 4.5761 | 2nd | 1.4499 | 4th | Tracking
[6 empty] | 21.55% | 4.5603 | 2nd | 1.4256 | 4th | Tracking
[6 empty] | 23.6% | 4.3991 | 2nd | 1.4083 | 4th | Tracking
[6 empty] | 19.71% | 4.6411 | 2nd | 1.4259 | 4th | Tracking
[6 empty] | 16.67% | 4.6456 | 2nd | 1.4256 | 4th | Tracking
[6 empty] | 16.82% | 4.625 | 2nd | 1.4263 | 4th | Tracking
[6 empty] | 21.87% | 4.6424 | 2nd | 1.42 | 4th | Tracking
[6 empty] | 25.02% | 4.6338 | 2nd | 1.3958 | 4th | Tracking
[6 empty] | 17.88% | 4.5892 | 2nd | 1.3997 | 4th | Tracking
[6 empty] | 19.53% | 4.6338 | 2nd | 1.4 | 4th | Tracking
[6 empty] | 21.01% | 4.6095 | 2nd | 1.4615 | 4th | Tracking
[6 empty] | 22.25% | 4.3265 | 2nd | 1.481 | 4th | Tracking
[6 empty] | 26.74% | 4.6159 | 2nd | 1.4286 | 4th | Tracking
[6 empty] | 24.29% | 4.6267 | 2nd | 1.4333 | 4th | Tracking
[6 empty] | 23.01% | 4.4802 | 2nd | 1.5667 | 4th | Tracking
[6 empty] | 27.12% | 4.3798 | 2nd | 1.5625 | 4th | Tracking
[6 empty] | 24.33% | 4.6517 | 2nd | 1.42 | 4th | Tracking
[6 empty] | 22.49% | 4.5291 | 2nd | 1.4455 | 4th | Tracking
[6 empty] | 23.69% | 4.4289 | 2nd | 1.452 | 4th | Tracking
[6 empty] | 22.76% | 4.4984 | 2nd | 1.5065 | 4th | Tracking
[6 empty] | 21.45% | 4.636 | 2nd | 1.4152 | 4th | Tracking
[6 empty] | 28.97% | 4.3167 | 2nd | 1.464 | 4th | Tracking
[6 empty] | 20.27% | 4.3691 | 2nd | 1.4446 | 4th | Tracking
[6 empty] | 19.07% | 4.521 | 2nd | 1.4912 | 4th | Tracking
[6 empty] | 22.2% | 4.5383 | 2nd | 1.58 | 4th | Tracking
[6 empty] | 25.82% | 4.6505 | 2nd | 1.75 | 4th | Tracking
[6 empty] | 16.9% | 4.3607 | 2nd | 1.4028 | 4th | Tracking
[6 empty] | 22.19% | 4.3109 | 2nd | 1.397 | 4th | Tracking
[6 empty] | 22.35% | 4.4007 | 2nd | 1.4894 | 4th | Tracking
[6 empty] | 22.85% | 4.6276 | 2nd | 1.65 | 4th | Tracking
[6 empty] | 25.38% | 4.5753 | 2nd | 1.4 | 4th | Tracking
[6 empty] | 26.82% | 4.5844 | 2nd | 1.5455 | 4th | Tracking
[6 empty] | 23.15% | 4.6141 | 2nd | 1.44 | 4th | Tracking
[6 empty] | 26.05% | 4.6526 | 2nd | 1.4714 | 4th | Tracking
[6 empty] | 28% | 4.6537 | 2nd | 1.5051 | 4th | Tracking
[6 empty] | 24.44% | 4.4608 | 2nd | 1.4211 | 4th | Tracking
[6 empty] | 27.25% | 4.575 | 2nd | 1.53 | 4th | Tracking
[6 empty] | 27.66% | 4.6203 | 2nd | 1.49 | 4th | Tracking
[6 empty] | 25.53% | 4.4476 | 2nd | 1.3994 | 4th | Tracking
[6 empty] | 28.51% | 4.6537 | 2nd | 1.5137 | 4th | Tracking
[6 empty] | 26.73% | 4.5844 | 2nd | 1.5345 | 4th | Tracking
[6 empty] | 23.18% | 4.5624 | 2nd | 1.4006 | 4th | Tracking
[6 empty] | 24.99% | 4.3938 | 2nd | 1.4 | 4th | Tracking
[6 empty] | 22.4% | 4.4256 | 2nd | 1.3963 | 4th | Tracking
[6 empty] | 24.57% | 4.5939 | 2nd | 1.4099 | 4th | Tracking
[6 empty] | 13.03% | 4.3846 | 2nd | 1.3985 | 4th | Tracking
[6 empty] | 22.49% | 4.589 | 2nd | 1.4092 | 4th | Tracking
[6 empty] | 12.8% | 4.356 | 2nd | 1.4 | 4th | Tracking
[6 empty] | 26.3% | 4.575 | 2nd | 1.53 | 4th | Tracking
[6 empty] | 26.2% | 4.6203 | 2nd | 1.51 | 4th | Tracking
[6 empty] | 26.48% | 4.5948 | 2nd | 1.4387 | 4th | Tracking
[6 empty] | 23.71% | 4.3292 | 2nd | 1.4125 | 4th | Tracking
[6 empty] | 23.02% | 4.3486 | 2nd | 1.4095 | 4th | Tracking
[6 empty] | 25.6% | 4.4415 | 2nd | 1.4 | 4th | Tracking
[6 empty] | 26.59% | 4.6807 | 2nd | 1.4412 | 4th | Tracking
[6 empty] | 30.28% | 4.3703 | 2nd | 1.8825 | 4th | Tracking
[6 empty] | 26.35% | 4.677 | 2nd | 1.4 | 4th | Tracking
[6 empty] | 22.21% | 4.4023 | 2nd | 1.465 | 4th | Tracking
[6 empty] | 22.37% | 4.4955 | 2nd | 1.3978 | 4th | Tracking
[6 empty] | 25.51% | 4.4564 | 2nd | 1.3959 | 4th | Tracking
[6 empty] | 25.67% | 4.4829 | 2nd | 1.4001 | 4th | Tracking
[6 empty] | 24.83% | 4.56 | 2nd | 1.4898 | 4th | Tracking
[6 empty] | 23.48% | 4.6318 | 2nd | 1.4341 | 4th | Tracking
[6 empty] | 22.59% | 4.283 | 2nd | 1.4037 | 4th | Tracking
[6 empty] | 22.16% | 4.2804 | 2nd | 1.3971 | 4th | Tracking
[6 empty] | 25.71% | 4.6615 | 2nd | 1.4 | 4th | Tracking
[6 empty] | 25.05% | 4.6035 | 2nd | 1.4073 | 4th | Tracking
[6 empty] | 21.81% | 4.5871 | 2nd | 1.4016 | 4th | Tracking
[6 empty] | 21.1% | 5.2687 | 3rd | 1.2018 | 1st | Fixed Tilt
[6 empty] | 18.43% | 5.0193 | 3rd | 1.1 | 1st | Fixed Tilt
[6 empty] | 18.19% | 4.7898 | 3rd | 1.1942 | 1st | Fixed Tilt
[6 empty] | 16.89% | 4.7382 | 3rd | 1.1905 | 1st | Fixed Tilt
[6 empty] | 23.01% | 5.3615 | 3rd | 1.201 | 1st | Fixed Tilt
[6 empty] | 20.04% | 5.2964 | 3rd | 1.232 | 1st | Fixed Tilt
[6 empty] | 20.44% | 5.0826 | 3rd | 1.2168 | 1st | Fixed Tilt
[6 empty] | 21.18% | 5.3114 | 3rd | 1.1634 | 1st | Fixed Tilt
[6 empty] | 19.55% | 4.7876 | 3rd | 1.1881 | 1st | Fixed Tilt
[6 empty] | 15.07% | 5.2884 | 3rd | 1.2398 | 1st | Fixed Tilt
[6 empty] | 22.39% | 5.2311 | 3rd | 1.1201 | 1st | Fixed Tilt
[6 empty] | 21.8% | 5.352 | 3rd | 1.2817 | 2nd | Fixed Tilt
[6 empty] | 21.87% | 5.352 | 3rd | 1.282 | 2nd | Fixed Tilt
[6 empty] | 21.94% | 5.352 | 3rd | 1.2821 | 2nd | Fixed Tilt
[6 empty] | 20.5% | 5.3221 | 3rd | 1.291 | 2nd | Fixed Tilt
[6 empty] | 23.03% | 5.3471 | 3rd | 1.2905 | 2nd | Fixed Tilt
[6 empty] | 19.99% | 4.7726 | 3rd | 1.2655 | 2nd | Fixed Tilt
[6 empty] | 19.78% | 4.7292 | 3rd | 1.2976 | 2nd | Fixed Tilt
[6 empty] | 18.29% | 4.7918 | 3rd | 1.2999 | 2nd | Fixed Tilt
[6 empty] | 19.34% | 5.0669 | 3rd | 1.3077 | 2nd | Fixed Tilt
[6 empty] | 19.62% | 4.9708 | 3rd | 1.281 | 2nd | Fixed Tilt
[6 empty] | 23.64% | 4.9181 | 3rd | 1.298 | 2nd | Fixed Tilt
[6 empty] | 21.09% | 4.7407 | 3rd | 1.2783 | 2nd | Fixed Tilt
[6 empty] | 22.14% | 4.9899 | 3rd | 1.298 | 2nd | Fixed Tilt
[6 empty] | 18.67% | 4.7658 | 3rd | 1.3095 | 2nd | Fixed Tilt
[6 empty] | 20.41% | 4.9623 | 3rd | 1.298 | 2nd | Fixed Tilt
[6 empty] | 21.92% | 4.8293 | 3rd | 1.3425 | 3rd | Fixed Tilt
[6 empty] | 20.6% | 4.7191 | 3rd | 1.374 | 3rd | Fixed Tilt
[6 empty] | 20.87% | 4.7713 | 3rd | 1.3833 | 3rd | Fixed Tilt
[6 empty] | 18.98% | 5.0391 | 3rd | 1.3233 | 3rd | Fixed Tilt
[6 empty] | 18.85% | 5.2126 | 3rd | 1.3247 | 3rd | Fixed Tilt
[6 empty] | 16.58% | 4.7836 | 3rd | 1.3233 | 3rd | Fixed Tilt
[6 empty] | 11.87% | 5.2687 | 3rd | 1.355 | 3rd | Fixed Tilt
[6 empty] | 20.47% | 4.7578 | 3rd | 1.3374 | 3rd | Fixed Tilt
[6 empty] | 20.16% | 4.9538 | 3rd | 1.3289 | 3rd | Fixed Tilt
[6 empty] | 19.69% | 4.8625 | 3rd | 1.3758 | 3rd | Fixed Tilt
[6 empty] | 19.4% | 4.7477 | 3rd | 1.3208 | 3rd | Fixed Tilt
[6 empty] | 16.22% | 5.0638 | 3rd | 1.33 | 3rd | Fixed Tilt
[6 empty] | 23.07% | 4.9519 | 3rd | 1.3131 | 3rd | Fixed Tilt
[6 empty] | 22.57% | 5.0041 | 3rd | 1.3906 | 3rd | Fixed Tilt
[6 empty] | 22.3% | 5.0304 | 3rd | 1.3906 | 3rd | Fixed Tilt
[6 empty] | 22.78% | 4.9942 | 3rd | 1.3826 | 3rd | Fixed Tilt
[6 empty] | 21.73% | 4.7175 | 3rd | 1.3826 | 3rd | Fixed Tilt
[6 empty] | 21.81% | 4.7313 | 3rd | 1.4067 | 4th | Fixed Tilt
[6 empty] | 20.29% | 4.7383 | 3rd | 1.4121 | 4th | Fixed Tilt
[6 empty] | 23.77% | 5.0537 | 3rd | 1.651 | 4th | Fixed Tilt
[6 empty] | 21.61% | 5.0142 | 3rd | 1.651 | 4th | Fixed Tilt
[6 empty] | 23.88% | 5.0438 | 3rd | 1.651 | 4th | Fixed Tilt
[6 empty] | 21.26% | 4.7658 | 3rd | 1.4 | 4th | Fixed Tilt
[6 empty] | 22.01% | 4.7436 | 3rd | 1.6136 | 4th | Fixed Tilt
[6 empty] | 23.56% | 4.9181 | 3rd | 1.52 | 4th | Fixed Tilt
[6 empty] | 21.75% | 4.7994 | 3rd | 1.52 | 4th | Fixed Tilt
[6 empty] | 21.22% | 4.7659 | 3rd | 1.52 | 4th | Fixed Tilt
[6 empty] | 23.44% | 5.0488 | 3rd | 1.52 | 4th | Fixed Tilt
[6 empty] | 23.08% | 4.9181 | 3rd | 1.52 | 4th | Fixed Tilt
[6 empty] | 23.86% | 5.0544 | 3rd | 1.52 | 4th | Fixed Tilt
[6 empty] | 23.96% | 4.9434 | 3rd | 1.52 | 4th | Fixed Tilt
[6 empty] | 22.89% | 4.9358 | 3rd | 1.52 | 4th | Fixed Tilt
[6 empty] | 22.48% | 4.7182 | 3rd | 1.4141 | 4th | Fixed Tilt
[6 empty] | 22.05% | 4.7771 | 3rd | 1.52 | 4th | Fixed Tilt
[6 empty] | 21.95% | 4.9811 | 3rd | 1.52 | 4th | Fixed Tilt
[6 empty] | 20.44% | 4.8071 | 3rd | 1.52 | 4th | Fixed Tilt
[6 empty] | 22.53% | 4.9338 | 3rd | 1.52 | 4th | Fixed Tilt
[6 empty] | 23.01% | 4.9453 | 3rd | 1.4501 | 4th | Fixed Tilt
[6 empty] | 24.56% | 4.9623 | 3rd | 1.5 | 4th | Fixed Tilt
[6 empty] | 24.22% | 5.0594 | 3rd | 1.5396 | 4th | Fixed Tilt
[6 empty] | 24.11% | 5.0537 | 3rd | 1.5396 | 4th | Fixed Tilt
[6 empty] | 22.84% | 5.0518 | 3rd | 1.4497 | 4th | Fixed Tilt
[6 empty] | 23.95% | 4.9181 | 3rd | 1.5195 | 4th | Fixed Tilt
[6 empty] | 24.29% | 4.9453 | 3rd | 1.5195 | 4th | Fixed Tilt
[6 empty] | 21.32% | 4.9941 | 3rd | 1.6916 | 4th | Fixed Tilt
[6 empty] | 23.15% | 4.9358 | 3rd | 1.4 | 4th | Fixed Tilt
[6 empty] | 23.77% | 5.0673 | 3rd | 1.4 | 4th | Fixed Tilt
[6 empty] | 23.07% | 4.9131 | 3rd | 1.4 | 4th | Fixed Tilt
[6 empty] | 21.83% | 4.9421 | 3rd | 1.4 | 4th | Fixed Tilt
[6 empty] | 23% | 4.9358 | 3rd | 1.4094 | 4th | Fixed Tilt
[6 empty] | 20.61% | 5.0438 | 3rd | 1.104 | 1st | Tracking
[6 empty] | 27.64% | 5.3455 | 3rd | 1.1546 | 1st | Tracking
[6 empty] | 20.73% | 5.3435 | 3rd | 1.2233 | 1st | Tracking
[6 empty] | 24.94% | 4.8237 | 3rd | 1.1623 | 1st | Tracking
[6 empty] | 18.97% | 4.8871 | 3rd | 1.0755 | 1st | Tracking
[6 empty] | 21.72% | 4.7176 | 3rd | 1.1664 | 1st | Tracking
[6 empty] | 17.77% | 4.7976 | 3rd | 1.1604 | 1st | Tracking
[6 empty] | 17.78% | 4.792 | 3rd | 1.1683 | 1st | Tracking
[6 empty] | 27.06% | 5.1402 | 3rd | 1.2093 | 1st | Tracking
[6 empty] | 18.51% | 4.792 | 3rd | 1.1683 | 1st | Tracking
[6 empty] | 22.38% | 5.0733 | 3rd | 1.2245 | 1st | Tracking
[6 empty] | 21.78% | 4.792 | 3rd | 1.2152 | 1st | Tracking
[6 empty] | 26.25% | 5.284 | 3rd | 1.168 | 1st | Tracking
[6 empty] | 21.71% | 4.9139 | 3rd | 1.2146 | 1st | Tracking
[6 empty] | 25.07% | 5.2915 | 3rd | 1.2417 | 1st | Tracking
[6 empty] | 22.62% | 4.7655 | 3rd | 1.2268 | 1st | Tracking
[6 empty] | 24.47% | 4.8884 | 3rd | 1.2421 | 1st | Tracking
[6 empty] | 25.63% | 5.1089 | 3rd | 1.1786 | 1st | Tracking
[6 empty] | 20.21% | 5.2612 | 3rd | 1.0967 | 1st | Tracking
[6 empty] | 25.91% | 5.2236 | 3rd | 1.1865 | 1st | Tracking
[6 empty] | 25.22% | 5.0045 | 3rd | 1.25 | 1st | Tracking
[6 empty] | 28.1% | 5.248 | 3rd | 1.2401 | 1st | Tracking
[6 empty] | 26.16% | 5.3455 | 3rd | 1.2308 | 1st | Tracking
[6 empty] | 21.76% | 5.0638 | 3rd | 1.1489 | 1st | Tracking
[6 empty] | 23.05% | 5.0433 | 3rd | 1.1631 | 1st | Tracking
[6 empty] | 22.62% | 4.8902 | 3rd | 1.2381 | 1st | Tracking
[6 empty] | 30.86% | 4.9018 | 3rd | 1.2168 | 1st | Tracking
[6 empty] | 25.31% | 4.7044 | 3rd | 1.2242 | 1st | Tracking
[6 empty] | 21.22% | 4.7381 | 3rd | 1.0563 | 1st | Tracking
[6 empty] | 22.69% | 5.0063 | 3rd | 1.2117 | 1st | Tracking
[6 empty] | 20.24% | 5.0073 | 3rd | 1.1815 | 1st | Tracking
[6 empty] | 18.95% | 5.0131 | 3rd | 1.112 | 1st | Tracking
[6 empty] | 20.67% | 4.9986 | 3rd | 1.1686 | 1st | Tracking
[6 empty] | 20.83% | 4.9989 | 3rd | 1.1694 | 1st | Tracking
[6 empty] | 21.36% | 5.0125 | 3rd | 1.1705 | 1st | Tracking
[6 empty] | 20.32% | 4.9398 | 3rd | 1.1842 | 1st | Tracking
[6 empty] | 20.77% | 4.9941 | 3rd | 1.2077 | 1st | Tracking
[6 empty] | 20.55% | 4.9989 | 3rd | 1.1782 | 1st | Tracking
[6 empty] | 19.27% | 5.0073 | 3rd | 1.1799 | 1st | Tracking
[6 empty] | 19.74% | 4.9056 | 3rd | 1.2067 | 1st | Tracking
[6 empty] | 21.23% | 4.7827 | 3rd | 1.2143 | 1st | Tracking
[6 empty] | 24.55% | 4.9866 | 3rd | 1.1962 | 1st | Tracking
[6 empty] | 19.55% | 4.754 | 3rd | 1.1798 | 1st | Tracking
[6 empty] | 15.81% | 5.0394 | 3rd | 1.2247 | 1st | Tracking
[6 empty] | 18.49% | 5.0823 | 3rd | 1.1799 | 1st | Tracking
[6 empty] | 23.13% | 5.0438 | 3rd | 1.1114 | 1st | Tracking
[6 empty] | 20.17% | 5.2311 | 3rd | 1.1 | 1st | Tracking
[6 empty] | 24.81% | 5.036 | 3rd | 1.2048 | 1st | Tracking
[6 empty] | 18.7% | 5.0293 | 3rd | 1.18 | 1st | Tracking
[6 empty] | 26.92% | 5.3508 | 3rd | 1.1333 | 1st | Tracking
[6 empty] | 24.79% | 5.1726 | 3rd | 1.1655 | 1st | Tracking
[6 empty] | 24.72% | 4.7109 | 3rd | 1.2101 | 1st | Tracking
[6 empty] | 23.77% | 4.707 | 3rd | 1.2047 | 1st | Tracking
[6 empty] | 27.35% | 5.1341 | 3rd | 1.25 | 1st | Tracking
[6 empty] | 26.75% | 5.1521 | 3rd | 1.225 | 1st | Tracking
[6 empty] | 21.71% | 4.741 | 3rd | 1.1975 | 1st | Tracking
[6 empty] | 21% | 5.0192 | 3rd | 1.2105 | 1st | Tracking
[6 empty] | 20.3% | 5.0131 | 3rd | 1.149 | 1st | Tracking
[6 empty] | 19.46% | 5.0192 | 3rd | 1.1441 | 1st | Tracking
[6 empty] | 20.56% | 4.9805 | 3rd | 1.1866 | 1st | Tracking
[6 empty] | 20.81% | 4.7488 | 3rd | 1.2255 | 1st | Tracking
[6 empty] | 20.56% | 4.7528 | 3rd | 1.0752 | 1st | Tracking
[6 empty] | 18.66% | 4.735 | 3rd | 1.1611 | 1st | Tracking
[6 empty] | 19.63% | 4.7868 | 3rd | 1.1195 | 1st | Tracking
[6 empty] | 23.89% | 4.9486 | 3rd | 1.2229 | 1st | Tracking
[6 empty] | 22.61% | 4.9805 | 3rd | 1.18 | 1st | Tracking
[6 empty] | 22.47% | 5.0823 | 3rd | 1.2145 | 1st | Tracking
[6 empty] | 20.12% | 4.9637 | 3rd | 1.2081 | 1st | Tracking
[6 empty] | 21.99% | 4.7637 | 3rd | 1.1337 | 1st | Tracking
[6 empty] | 21.21% | 5.2442 | 3rd | 1.0741 | 1st | Tracking
[6 empty] | 22.67% | 4.7437 | 3rd | 1.2127 | 1st | Tracking
[6 empty] | 23.75% | 4.7639 | 3rd | 1.208 | 1st | Tracking
[6 empty] | 24.23% | 4.7681 | 3rd | 1.2129 | 1st | Tracking
[6 empty] | 24.45% | 4.7333 | 3rd | 1.2149 | 1st | Tracking
[6 empty] | 25.17% | 5.1244 | 3rd | 1.187 | 1st | Tracking
[6 empty] | 22.16% | 4.932 | 3rd | 1.2 | 1st | Tracking
[6 empty] | 19.37% | 5.0733 | 3rd | 1.2846 | 2nd | Tracking
[6 empty] | 23.65% | 4.7332 | 3rd | 1.2917 | 2nd | Tracking
[6 empty] | 22.2% | 5.3007 | 3rd | 1.275 | 2nd | Tracking
[6 empty] | 26.73% | 5.2915 | 3rd | 1.3 | 2nd | Tracking
[6 empty] | 29.36% | 5.2436 | 3rd | 1.3094 | 2nd | Tracking
[6 empty] | 28.86% | 5.336 | 3rd | 1.3 | 2nd | Tracking
[6 empty] | 26.62% | 5.3183 | 3rd | 1.2539 | 2nd | Tracking
[6 empty] | 27.05% | 5.3067 | 3rd | 1.3089 | 2nd | Tracking
[6 empty] | 28.91% | 5.2072 | 3rd | 1.2902 | 2nd | Tracking
[6 empty] | 28.05% | 5.2043 | 3rd | 1.291 | 2nd | Tracking
[6 empty] | 25.31% | 5.336 | 3rd | 1.3 | 2nd | Tracking
[6 empty] | 25.82% | 5.336 | 3rd | 1.3 | 2nd | Tracking
[6 empty] | 18.85% | 4.9721 | 3rd | 1.2815 | 2nd | Tracking
[6 empty] | 25.49% | 5.1341 | 3rd | 1.3 | 2nd | Tracking
[6 empty] | 27.13% | 5.3221 | 3rd | 1.3 | 2nd | Tracking
[6 empty] | 24.63% | 5.0824 | 3rd | 1.2538 | 2nd | Tracking
[6 empty] | 26.13% | 5.3029 | 3rd | 1.2552 | 2nd | Tracking
[6 empty] | 29.97% | 5.2295 | 3rd | 1.263 | 2nd | Tracking
[6 empty] | 29.46% | 5.248 | 3rd | 1.2663 | 2nd | Tracking
[6 empty] | 21.46% | 5.1272 | 3rd | 1.305 | 2nd | Tracking
[6 empty] | 28.26% | 5.336 | 3rd | 1.3095 | 2nd | Tracking
[6 empty] | 28.26% | 5.336 | 3rd | 1.3095 | 2nd | Tracking
[6 empty] | 28.28% | 5.336 | 3rd | 1.309 | 2nd | Tracking
[6 empty] | 28.07% | 5.336 | 3rd | 1.3095 | 2nd | Tracking
[6 empty] | 16.96% | 5.3296 | 3rd | 1.2862 | 2nd | Tracking
[6 empty] | 28.26% | 5.1507 | 3rd | 1.2633 | 2nd | Tracking
[6 empty] | 25.6% | 5.0045 | 3rd | 1.254 | 2nd | Tracking
[6 empty] | 25.76% | 4.7337 | 3rd | 1.3068 | 2nd | Tracking
[6 empty] | 20.69% | 5.2964 | 3rd | 1.2662 | 2nd | Tracking
[6 empty] | 24.95% | 4.8457 | 3rd | 1.2501 | 2nd | Tracking
[6 empty] | 17.58% | 4.8308 | 3rd | 1.2727 | 2nd | Tracking
[6 empty] | 26.77% | 5.0045 | 3rd | 1.29 | 2nd | Tracking
[6 empty] | 27.29% | 4.7715 | 3rd | 1.2875 | 2nd | Tracking
[6 empty] | 18.02% | 4.8016 | 3rd | 1.2797 | 2nd | Tracking
[6 empty] | 19.4% | 4.7097 | 3rd | 1.2828 | 2nd | Tracking
[6 empty] | 23.9% | 4.7809 | 3rd | 1.3069 | 2nd | Tracking
[6 empty] | 24.77% | 5.1016 | 3rd | 1.272 | 2nd | Tracking
[6 empty] | 17.74% | 5.284 | 3rd | 1.306 | 2nd | Tracking
[6 empty] | 22.41% | 5.3587 | 3rd | 1.3069 | 2nd | Tracking
[6 empty] | 25.01% | 5.306 | 3rd | 1.3 | 2nd | Tracking
[6 empty] | 25.47% | 4.7203 | 3rd | 1.2833 | 2nd | Tracking
[6 empty] | 22.82% | 5.0544 | 3rd | 1.2698 | 2nd | Tracking
[6 empty] | 20.72% | 4.7768 | 3rd | 1.2953 | 2nd | Tracking
[6 empty] | 30.88% | 5.0129 | 3rd | 1.297 | 2nd | Tracking
[6 empty] | 29.95% | 5.2347 | 3rd | 1.2909 | 2nd | Tracking
[6 empty] | 26.66% | 5.3592 | 3rd | 1.2756 | 2nd | Tracking
[6 empty] | 21.68% | 4.7459 | 3rd | 1.2591 | 2nd | Tracking
[6 empty] | 22.26% | 4.8017 | 3rd | 1.2591 | 2nd | Tracking
[6 empty] | 23.18% | 4.7726 | 3rd | 1.2591 | 2nd | Tracking
[6 empty] | 22.41% | 4.7623 | 3rd | 1.2591 | 2nd | Tracking
[6 empty] | 29.89% | 5.2828 | 3rd | 1.28 | 2nd | Tracking
[6 empty] | 30.27% | 5.2828 | 3rd | 1.2636 | 2nd | Tracking
[6 empty] | 20.83% | 4.7908 | 3rd | 1.2821 | 2nd | Tracking
[6 empty] | 27.12% | 4.7203 | 3rd | 1.31 | 2nd | Tracking
[6 empty] | 27.5% | 5.2773 | 3rd | 1.3043 | 2nd | Tracking
[6 empty] | 26.76% | 5.3183 | 3rd | 1.301 | 2nd | Tracking
[6 empty] | 29.82% | 5.326 | 3rd | 1.3104 | 2nd | Tracking
[6 empty] | 27.91% | 5.1056 | 3rd | 1.2622 | 2nd | Tracking
[6 empty] | 30.7% | 5.2053 | 3rd | 1.3 | 2nd | Tracking
[6 empty] | 21.53% | 5.1919 | 3rd | 1.2625 | 2nd | Tracking
[6 empty] | 22.61% | 5.1508 | 3rd | 1.3 | 2nd | Tracking
[6 empty] | 21.37% | 5.0187 | 3rd | 1.267 | 2nd | Tracking
[6 empty] | 29.01% | 5.024 | 3rd | 1.3 | 2nd | Tracking
[6 empty] | 27.82% | 4.9429 | 3rd | 1.3 | 2nd | Tracking
[6 empty] | 28.04% | 5.0012 | 3rd | 1.2789 | 2nd | Tracking
[6 empty] | 25.03% | 5.0126 | 3rd | 1.2604 | 2nd | Tracking
[6 empty] | 22.09% | 5.0045 | 3rd | 1.3067 | 2nd | Tracking
[6 empty] | 23.11% | 5.0283 | 3rd | 1.2969 | 2nd | Tracking
[6 empty] | 25.76% | 5.336 | 3rd | 1.2993 | 2nd | Tracking
[6 empty] | 21.76% | 4.7191 | 3rd | 1.2792 | 2nd | Tracking
[6 empty] | 24.23% | 4.7758 | 3rd | 1.2841 | 2nd | Tracking
[6 empty] | 19.32% | 4.9574 | 3rd | 1.3007 | 2nd | Tracking
[6 empty] | 22.84% | 4.7041 | 3rd | 1.284 | 2nd | Tracking
[6 empty] | 22.9% | 4.9818 | 3rd | 1.28 | 2nd | Tracking
[6 empty] | 26.02% | 4.9846 | 3rd | 1.2821 | 2nd | Tracking
[6 empty] | 20.76% | 5.3345 | 3rd | 1.2658 | 2nd | Tracking
[6 empty] | 26.81% | 5.3494 | 3rd | 1.3429 | 3rd | Tracking
[6 empty] | 25.73% | 5.3093 | 3rd | 1.3265 | 3rd | Tracking
[6 empty] | 26.57% | 5.3114 | 3rd | 1.325 | 3rd | Tracking
[6 empty] | 28.46% | 5.3183 | 3rd | 1.35 | 3rd | Tracking
[6 empty] | 28.44% | 5.2358 | 3rd | 1.3348 | 3rd | Tracking
[6 empty] | 28.33% | 5.3114 | 3rd | 1.3397 | 3rd | Tracking
[6 empty] | 26.76% | 5.3183 | 3rd | 1.39 | 3rd | Tracking
[6 empty] | 29.1% | 5.3587 | 3rd | 1.3707 | 3rd | Tracking
[6 empty] | 26.01% | 5.3587 | 3rd | 1.344 | 3rd | Tracking
[6 empty] | 28.32% | 5.2915 | 3rd | 1.378 | 3rd | Tracking
[6 empty] | 28.82% | 5.3259 | 3rd | 1.3191 | 3rd | Tracking
[6 empty] | 29% | 5.3259 | 3rd | 1.3191 | 3rd | Tracking
[6 empty] | 27.56% | 5.3259 | 3rd | 1.316 | 3rd | Tracking
[6 empty] | 29.58% | 5.1643 | 3rd | 1.3135 | 3rd | Tracking
[6 empty] | 29.84% | 5.2347 | 3rd | 1.3135 | 3rd | Tracking
[6 empty] | 29.52% | 5.2151 | 3rd | 1.316 | 3rd | Tracking
[6 empty] | 24.83% | 4.7772 | 3rd | 1.357 | 3rd | Tracking
[6 empty] | 26.88% | 5.2078 | 3rd | 1.34 | 3rd | Tracking
[6 empty] | 29% | 5.3557 | 3rd | 1.3485 | 3rd | Tracking
[6 empty] | 26.38% | 4.7327 | 3rd | 1.334 | 3rd | Tracking
[6 empty] | 23.36% | 5.284 | 3rd | 1.34 | 3rd | Tracking
[6 empty] | 26.9% | 5.2915 | 3rd | 1.3214 | 3rd | Tracking
[6 empty] | 24.85% | 5.2544 | 3rd | 1.3841 | 3rd | Tracking
[6 empty] | 15.75% | 5.352 | 3rd | 1.3505 | 3rd | Tracking
[6 empty] | 29.6% | 5.2485 | 3rd | 1.3468 | 3rd | Tracking
[6 empty] | 25.8% | 5.0012 | 3rd | 1.39 | 3rd | Tracking
[6 empty] | 23.05% | 4.721 | 3rd | 1.3581 | 3rd | Tracking
[6 empty] | 26.38% | 5.3183 | 3rd | 1.3461 | 3rd | Tracking
[6 empty] | 27.36% | 4.7639 | 3rd | 1.32 | 3rd | Tracking
[6 empty] | 27.33% | 4.7125 | 3rd | 1.37 | 3rd | Tracking
[6 empty] | 26.05% | 4.8135 | 3rd | 1.3625 | 3rd | Tracking
[6 empty] | 23.31% | 5.0474 | 3rd | 1.3592 | 3rd | Tracking
[6 empty] | 21.61% | 4.7071 | 3rd | 1.3674 | 3rd | Tracking
[6 empty] | 18.85% | 4.7425 | 3rd | 1.3191 | 3rd | Tracking
[6 empty] | 23.54% | 4.898 | 3rd | 1.352 | 3rd | Tracking
[6 empty] | 23.26% | 5.1245 | 3rd | 1.3699 | 3rd | Tracking
[6 empty] | 27.66% | 4.8457 | 3rd | 1.375 | 3rd | Tracking
[6 empty] | 25.55% | 4.721 | 3rd | 1.3825 | 3rd | Tracking
[6 empty] | 23.88% | 5.1987 | 3rd | 1.33 | 3rd | Tracking
[6 empty] | 23.5% | 5.0769 | 3rd | 1.3621 | 3rd | Tracking
[6 empty] | 24.24% | 4.7441 | 3rd | 1.3629 | 3rd | Tracking
[6 empty] | 24.01% | 5.284 | 3rd | 1.375 | 3rd | Tracking
[6 empty] | 24.7% | 5.2718 | 3rd | 1.378 | 3rd | Tracking
[6 empty] | 28.45% | 5.0012 | 3rd | 1.3583 | 3rd | Tracking
[6 empty] | 25.12% | 4.7535 | 3rd | 1.3545 | 3rd | Tracking
[6 empty] | 24.32% | 5.0515 | 3rd | 1.375 | 3rd | Tracking
[6 empty] | 28.63% | 4.7487 | 3rd | 1.3375 | 3rd | Tracking
[6 empty] | 23.84% | 5.1016 | 3rd | 1.3364 | 3rd | Tracking
[6 empty] | 24.12% | 4.7726 | 3rd | 1.3391 | 3rd | Tracking
[6 empty] | 22.52% | 4.7629 | 3rd | 1.3458 | 3rd | Tracking
[6 empty] | 23.86% | 4.7426 | 3rd | 1.3124 | 3rd | Tracking
[6 empty] | 24.42% | 4.7663 | 3rd | 1.3749 | 3rd | Tracking
[6 empty] | 23.39% | 4.9966 | 3rd | 1.3691 | 3rd | Tracking
[6 empty] | 24.04% | 5.0173 | 3rd | 1.3311 | 3rd | Tracking
[6 empty] | 25.62% | 4.759 | 3rd | 1.35 | 3rd | Tracking
[6 empty] | 23.63% | 4.7918 | 3rd | 1.3191 | 3rd | Tracking
[6 empty] | 25.62% | 4.8894 | 3rd | 1.3538 | 3rd | Tracking
[6 empty] | 17.81% | 5.0777 | 3rd | 1.3127 | 3rd | Tracking
[6 empty] | 16.06% | 4.8457 | 3rd | 1.3778 | 3rd | Tracking
[6 empty] | 26.53% | 5.0172 | 3rd | 1.3195 | 3rd | Tracking
[6 empty] | 22.51% | 4.7788 | 3rd | 1.3418 | 3rd | Tracking
[6 empty] | 31.65% | 4.8489 | 3rd | 1.3493 | 3rd | Tracking
[6 empty] | 24.5% | 4.8526 | 3rd | 1.33 | 3rd | Tracking
[6 empty] | 23.38% | 4.954 | 3rd | 1.35 | 3rd | Tracking
[6 empty] | 26.49% | 4.7071 | 3rd | 1.3826 | 3rd | Tracking
[6 empty] | 25.99% | 4.7432 | 3rd | 1.3423 | 3rd | Tracking
[6 empty] | 21.63% | 4.7488 | 3rd | 1.3221 | 3rd | Tracking
[6 empty] | 22.74% | 4.9274 | 3rd | 1.3444 | 3rd | Tracking
[6 empty] | 23.99% | 4.9274 | 3rd | 1.3222 | 3rd | Tracking
[6 empty] | 21.03% | 5.1658 | 3rd | 1.3429 | 3rd | Tracking
[6 empty] | 23.59% | 5.3183 | 3rd | 1.3704 | 3rd | Tracking
[6 empty] | 18.17% | 4.9158 | 3rd | 1.377 | 3rd | Tracking
[6 empty] | 24.26% | 4.7699 | 3rd | 1.35 | 3rd | Tracking
[6 empty] | 24.48% | 4.7528 | 3rd | 1.3862 | 3rd | Tracking
[6 empty] | 30.72% | 5.3368 | 3rd | 1.4056 | 4th | Tracking
[6 empty] | 28.34% | 5.2915 | 3rd | 1.4177 | 4th | Tracking
[6 empty] | 28.24% | 5.3114 | 3rd | 1.4985 | 4th | Tracking
[6 empty] | 25.61% | 4.7772 | 3rd | 1.4231 | 4th | Tracking
[6 empty] | 16.21% | 5.3221 | 3rd | 1.4 | 4th | Tracking
[6 empty] | 30.75% | 5.3221 | 3rd | 1.405 | 4th | Tracking
[6 empty] | 27.37% | 4.8145 | 3rd | 1.3923 | 4th | Tracking
[6 empty] | 28.06% | 5.2103 | 3rd | 1.4012 | 4th | Tracking
[6 empty] | 25.69% | 4.8551 | 3rd | 1.4309 | 4th | Tracking
[6 empty] | 27.81% | 5.2773 | 3rd | 1.5133 | 4th | Tracking
[6 empty] | 21.05% | 4.7876 | 3rd | 1.4094 | 4th | Tracking
[6 empty] | 24.99% | 5.2884 | 3rd | 1.4634 | 4th | Tracking
[6 empty] | 28.38% | 4.7318 | 3rd | 1.4 | 4th | Tracking
[6 empty] | 24.95% | 4.7318 | 3rd | 1.3954 | 4th | Tracking
[6 empty] | 25.13% | 4.7426 | 3rd | 1.4793 | 4th | Tracking
[6 empty] | 24.01% | 5.0733 | 3rd | 1.4533 | 4th | Tracking
[6 empty] | 19.93% | 4.7374 | 3rd | 1.4256 | 4th | Tracking
[6 empty] | 24.05% | 4.7788 | 3rd | 1.4099 | 4th | Tracking
[6 empty] | 28.88% | 5.3183 | 3rd | 1.4 | 4th | Tracking
[6 empty] | 26.8% | 4.7218 | 3rd | 1.4189 | 4th | Tracking
[6 empty] | 25.99% | 4.7407 | 3rd | 1.4279 | 4th | Tracking
[6 empty] | 24.22% | 4.7326 | 3rd | 1.4167 | 4th | Tracking
[6 empty] | 26.07% | 4.7383 | 3rd | 1.45 | 4th | Tracking
[6 empty] | 26.28% | 4.7441 | 3rd | 1.45 | 4th | Tracking
[6 empty] | 24.79% | 4.7637 | 3rd | 1.4501 | 4th | Tracking
[6 empty] | 26.85% | 5.0014 | 3rd | 1.4501 | 4th | Tracking
[6 empty] | 18.55% | 5.0683 | 3rd | 1.4 | 4th | Tracking
[6 empty] | 23.84% | 4.8228 | 3rd | 1.4005 | 4th | Tracking
[6 empty] | 26.12% | 4.7778 | 3rd | 1.5 | 4th | Tracking
[6 empty] | 28.63% | 4.9433 | 3rd | 1.4 | 4th | Tracking
[6 empty] | 23.03% | 4.7868 | 3rd | 1.4537 | 4th | Tracking
[6 empty] | 23.93% | 4.959 | 3rd | 1.5195 | 4th | Tracking
[6 empty] | 23.4% | 4.7433 | 3rd | 1.4397 | 4th | Tracking
[6 empty] | 25.16% | 5.0258 | 3rd | 1.42 | 4th | Tracking
[6 empty] | 23.05% | 4.8054 | 3rd | 1.4444 | 4th | Tracking
[6 empty] | 24.65% | 4.7375 | 3rd | 1.7996 | 4th | Tracking
[6 empty] | 30.82% | 5.3592 | 3rd | 1.4167 | 4th | Tracking
[6 empty] | 27.18% | 4.9066 | 3rd | 1.5503 | 4th | Tracking
[6 empty] | 27.03% | 4.868 | 3rd | 1.5503 | 4th | Tracking
[6 empty] | 25.82% | 4.7386 | 3rd | 1.3991 | 4th | Tracking
[6 empty] | 22.79% | 4.7418 | 3rd | 1.4497 | 4th | Tracking
[6 empty] | 27.1% | 4.777 | 3rd | 1.5 | 4th | Tracking
[6 empty] | 28.21% | 5.3471 | 3rd | 1.4 | 4th | Tracking
[6 empty] | 29.19% | 5.3471 | 3rd | 1.3944 | 4th | Tracking
[6 empty] | 26.37% | 4.7613 | 3rd | 1.425 | 4th | Tracking
[6 empty] | 30% | 4.8135 | 3rd | 1.4833 | 4th | Tracking
[6 empty] | 26.51% | 4.727 | 3rd | 1.48 | 4th | Tracking
[6 empty] | 16.44% | 4.9346 | 3rd | 1.4737 | 4th | Tracking
[6 empty] | 25.99% | 4.7778 | 3rd | 1.4 | 4th | Tracking
[6 empty] | 25.22% | 4.727 | 3rd | 1.4283 | 4th | Tracking
[6 empty] | 24.95% | 4.7166 | 3rd | 1.4429 | 4th | Tracking
[6 empty] | 29.57% | 4.9103 | 3rd | 1.4141 | 4th | Tracking
[6 empty] | 26.11% | 5.1492 | 3rd | 1.465 | 4th | Tracking
[6 empty] | 25.61% | 4.7965 | 3rd | 1.4206 | 4th | Tracking
[6 empty] | 26.62% | 4.8591 | 3rd | 1.4139 | 4th | Tracking
[6 empty] | 22.42% | 4.8518 | 3rd | 1.4166 | 4th | Tracking
[6 empty] | 25.08% | 4.7415 | 3rd | 1.3912 | 4th | Tracking
[6 empty] | 26.16% | 4.7407 | 3rd | 1.4206 | 4th | Tracking
[6 empty] | 28.96% | 4.7704 | 3rd | 1.5007 | 4th | Tracking
[6 empty] | 24.23% | 4.7501 | 3rd | 1.4 | 4th | Tracking
[6 empty] | 25.32% | 4.7407 | 3rd | 1.4299 | 4th | Tracking
[6 empty] | 26.57% | 4.7528 | 3rd | 1.4169 | 4th | Tracking
[6 empty] | 22.42% | 5.1803 | 3rd | 1.55 | 4th | Tracking
[6 empty] | 24.31% | 5.6801 | 4th | 1.2 | 1st | Fixed Tilt
[6 empty] | 23.03% | 5.6637 | 4th | 1.2136 | 1st | Fixed Tilt
[6 empty] | 17.51% | 5.9183 | 4th | 1.14 | 1st | Fixed Tilt
[6 empty] | 15.34% | 5.7858 | 4th | 1.1471 | 1st | Fixed Tilt
[6 empty] | 28% | 5.7208 | 4th | 1.1747 | 1st | Fixed Tilt
[6 empty] | 25.65% | 5.5148 | 4th | 1.2212 | 1st | Fixed Tilt
[6 empty] | 18.83% | 5.3628 | 4th | 1.1733 | 1st | Fixed Tilt
[6 empty] | 19.5% | 5.3628 | 4th | 1.232 | 1st | Fixed Tilt
[6 empty] | 25.02% | 5.6356 | 4th | 1.2444 | 1st | Fixed Tilt
[6 empty] | 25.57% | 5.478 | 4th | 1.2432 | 1st | Fixed Tilt
[6 empty] | 21.85% | 5.8325 | 4th | 1.242 | 1st | Fixed Tilt
[6 empty] | 22.15% | 5.385 | 4th | 1.25 | 1st | Fixed Tilt
[6 empty] | 24.39% | 5.7195 | 4th | 1.1366 | 1st | Fixed Tilt
[6 empty] | 20.35% | 5.7151 | 4th | 1.1967 | 1st | Fixed Tilt
[6 empty] | 23.16% | 5.6209 | 4th | 1.1235 | 1st | Fixed Tilt
[6 empty] | 19.96% | 5.7812 | 4th | 1.1235 | 1st | Fixed Tilt
[6 empty] | 19.61% | 5.7812 | 4th | 1.1235 | 1st | Fixed Tilt
[6 empty] | 23.82% | 5.6637 | 4th | 1.2604 | 2nd | Fixed Tilt
[6 empty] | 27.37% | 5.6237 | 4th | 1.3091 | 2nd | Fixed Tilt
[6 empty] | 25.07% | 5.8092 | 4th | 1.2784 | 2nd | Fixed Tilt
[6 empty] | 24.46% | 5.6356 | 4th | 1.2714 | 2nd | Fixed Tilt
[6 empty] | 23.96% | 5.4924 | 4th | 1.2936 | 2nd | Fixed Tilt
[6 empty] | 27.45% | 5.8249 | 4th | 1.3 | 2nd | Fixed Tilt
[6 empty] | 25.04% | 5.7074 | 4th | 1.2976 | 2nd | Fixed Tilt
[6 empty] | 23.46% | 5.3794 | 4th | 1.29 | 2nd | Fixed Tilt
[6 empty] | 27.12% | 5.6874 | 4th | 1.2825 | 2nd | Fixed Tilt
[6 empty] | 25.6% | 5.6191 | 4th | 1.2825 | 2nd | Fixed Tilt
[6 empty] | 22.55% | 5.611 | 4th | 1.2641 | 2nd | Fixed Tilt
[6 empty] | 23.71% | 5.5543 | 4th | 1.2542 | 2nd | Fixed Tilt
[6 empty] | 20.37% | 5.4522 | 4th | 1.2528 | 2nd | Fixed Tilt
[6 empty] | 22.43% | 5.713 | 4th | 1.2963 | 2nd | Fixed Tilt
[6 empty] | 28.15% | 5.8555 | 4th | 1.3745 | 3rd | Fixed Tilt
[6 empty] | 25.05% | 5.663 | 4th | 1.3254 | 3rd | Fixed Tilt
[6 empty] | 21.77% | 5.3794 | 4th | 1.34 | 3rd | Fixed Tilt
[6 empty] | 27.42% | 5.8711 | 4th | 1.3829 | 3rd | Fixed Tilt
[6 empty] | 21.13% | 5.3794 | 4th | 1.385 | 3rd | Fixed Tilt
[6 empty] | 26.52% | 5.7881 | 4th | 1.3643 | 3rd | Fixed Tilt
[6 empty] | 26.51% | 5.7074 | 4th | 1.3361 | 3rd | Fixed Tilt
[6 empty] | 27.23% | 5.478 | 4th | 1.3529 | 3rd | Fixed Tilt
[6 empty] | 26.19% | 5.8325 | 4th | 1.3171 | 3rd | Fixed Tilt
[6 empty] | 28.12% | 5.7123 | 4th | 1.412 | 4th | Fixed Tilt
[6 empty] | 24.47% | 5.8114 | 4th | 1.4177 | 4th | Fixed Tilt
[6 empty] | 25.09% | 5.8574 | 4th | 1.4 | 4th | Fixed Tilt
[6 empty] | 21.66% | 5.6001 | 4th | 1.4 | 4th | Fixed Tilt
[6 empty] | 25.24% | 5.724 | 4th | 1.402 | 4th | Fixed Tilt
[6 empty] | 28.93% | 5.8493 | 4th | 1.2464 | 1st | Tracking
[6 empty] | 25.97% | 5.62 | 4th | 1.1718 | 1st | Tracking
[6 empty] | 29.64% | 5.7625 | 4th | 1.25 | 1st | Tracking
[6 empty] | 28.5% | 5.8972 | 4th | 1.1864 | 1st | Tracking
[6 empty] | 28.02% | 5.3721 | 4th | 1.0711 | 1st | Tracking
[6 empty] | 30.15% | 5.7881 | 4th | 1.2259 | 1st | Tracking
[6 empty] | 27.73% | 5.5993 | 4th | 1.1053 | 1st | Tracking
[6 empty] | 26.79% | 5.8092 | 4th | 1.2353 | 1st | Tracking
[6 empty] | 26.55% | 5.8589 | 4th | 1.2353 | 1st | Tracking
[6 empty] | 24.59% | 5.5821 | 4th | 1.0996 | 1st | Tracking
[6 empty] | 24.57% | 5.592 | 4th | 1.088 | 1st | Tracking
[6 empty] | 24.17% | 5.5678 | 4th | 1.0548 | 1st | Tracking
[6 empty] | 25.21% | 5.6309 | 4th | 1.075 | 1st | Tracking
[6 empty] | 24.59% | 5.6309 | 4th | 1.0984 | 1st | Tracking
[6 empty] | 26.47% | 5.8819 | 4th | 1.2392 | 1st | Tracking
[6 empty] | 24.86% | 5.7091 | 4th | 1.1062 | 1st | Tracking
[6 empty] | 28.65% | 5.8929 | 4th | 1.141 | 1st | Tracking
[6 empty] | 29.21% | 5.8384 | 4th | 1.13 | 1st | Tracking
[6 empty] | 26.6% | 5.7839 | 4th | 1.1083 | 1st | Tracking
[6 empty] | 26.33% | 5.527 | 4th | 1.13 | 1st | Tracking
[6 empty] | 26.41% | 5.8609 | 4th | 1.128 | 1st | Tracking
[6 empty] | 30.66% | 5.8315 | 4th | 1.2199 | 1st | Tracking
[6 empty] | 26.96% | 5.7029 | 4th | 1.24 | 1st | Tracking
[6 empty] | 28.01% | 5.8602 | 4th | 1.2216 | 1st | Tracking
[6 empty] | 29.3% | 5.6922 | 4th | 1.24 | 1st | Tracking
[6 empty] | 26.11% | 5.8358 | 4th | 1.0475 | 1st | Tracking
[6 empty] | 27.13% | 5.8444 | 4th | 1.1058 | 1st | Tracking
[6 empty] | 26.01% | 5.8991 | 4th | 1.25 | 1st | Tracking
[6 empty] | 28.36% | 5.6209 | 4th | 1.1994 | 1st | Tracking
[6 empty] | 26.28% | 5.3861 | 4th | 1.2024 | 1st | Tracking
[6 empty] | 23.98% | 5.3686 | 4th | 1.2477 | 1st | Tracking
[6 empty] | 29.58% | 5.8231 | 4th | 1.2478 | 1st | Tracking
[6 empty] | 29.13% | 5.7776 | 4th | 1.2103 | 1st | Tracking
[6 empty] | 27.94% | 5.8879 | 4th | 1.24 | 1st | Tracking
[6 empty] | 29.42% | 5.8909 | 4th | 1.152 | 1st | Tracking
[6 empty] | 28.11% | 5.8451 | 4th | 1.1411 | 1st | Tracking
[6 empty] | 27.98% | 5.8451 | 4th | 1.1241 | 1st | Tracking
[6 empty] | 27.62% | 5.8451 | 4th | 1.1294 | 1st | Tracking
[6 empty] | 30.75% | 5.7401 | 4th | 1.2274 | 1st | Tracking
[6 empty] | 24.1% | 5.3631 | 4th | 1.1751 | 1st | Tracking
[6 empty] | 27.99% | 5.9189 | 4th | 1.2213 | 1st | Tracking
[6 empty] | 32.12% | 5.9189 | 4th | 1.2213 | 1st | Tracking
[6 empty] | 29.16% | 5.9225 | 4th | 1.2489 | 1st | Tracking
[6 empty] | 23.89% | 5.3722 | 4th | 1.25 | 1st | Tracking
[6 empty] | 29.28% | 5.5846 | 4th | 1.2122 | 1st | Tracking
[6 empty] | 22.35% | 5.5128 | 4th | 1.203 | 1st | Tracking
[6 empty] | 30.43% | 5.6456 | 4th | 1.2467 | 1st | Tracking
[6 empty] | 29.61% | 5.4845 | 4th | 1.2395 | 1st | Tracking
[6 empty] | 31.28% | 5.7908 | 4th | 1.25 | 1st | Tracking
[6 empty] | 30.27% | 5.8586 | 4th | 1.2323 | 1st | Tracking
[6 empty] | 26.86% | 5.7908 | 4th | 1.25 | 1st | Tracking
[6 empty] | 26.91% | 5.7758 | 4th | 1.2167 | 1st | Tracking
[6 empty] | 28.72% | 5.62 | 4th | 1.2258 | 1st | Tracking
[6 empty] | 26.79% | 5.3774 | 4th | 1.248 | 1st | Tracking
[6 empty] | 27.96% | 5.7976 | 4th | 1.2309 | 1st | Tracking
[6 empty] | 27.42% | 5.7976 | 4th | 1.1208 | 1st | Tracking
[6 empty] | 27.86% | 5.7976 | 4th | 1.1208 | 1st | Tracking
[6 empty] | 28.58% | 5.7424 | 4th | 1.25 | 1st | Tracking
[6 empty] | 28.02% | 5.6209 | 4th | 1.2498 | 1st | Tracking
[6 empty] | 27.15% | 5.6095 | 4th | 1.24 | 1st | Tracking
[6 empty] | 27.65% | 5.5176 | 4th | 1.2211 | 1st | Tracking
[6 empty] | 27.64% | 5.6324 | 4th | 1.181 | 1st | Tracking
[6 empty] | 27.73% | 5.6544 | 4th | 1.24 | 1st | Tracking
[6 empty] | 21.48% | 5.3631 | 4th | 1.1978 | 1st | Tracking
[6 empty] | 25.2% | 5.8231 | 4th | 1.2017 | 1st | Tracking
[6 empty] | 26.91% | 5.8114 | 4th | 1.25 | 1st | Tracking
[6 empty] | 26.65% | 5.8114 | 4th | 1.2061 | 1st | Tracking
[6 empty] | 30.81% | 5.478 | 4th | 1.249 | 1st | Tracking
[6 empty] | 29.57% | 5.7647 | 4th | 1.1204 | 1st | Tracking
[6 empty] | 26.59% | 5.4915 | 4th | 1.19 | 1st | Tracking
[6 empty] | 28.92% | 5.6209 | 4th | 1.25 | 1st | Tracking
[6 empty] | 28.28% | 5.6209 | 4th | 1.25 | 1st | Tracking
[6 empty] | 29.59% | 5.7424 | 4th | 1.25 | 1st | Tracking
[6 empty] | 30.06% | 5.7758 | 4th | 1.2481 | 1st | Tracking
[6 empty] | 30.23% | 5.7758 | 4th | 1.2481 | 1st | Tracking
[6 empty] | 29.7% | 5.478 | 4th | 1.24 | 1st | Tracking
[6 empty] | 30.65% | 5.6377 | 4th | 1.233 | 1st | Tracking
[6 empty] | 26.84% | 5.7812 | 4th | 1.2381 | 1st | Tracking
[6 empty] | 27.89% | 5.7812 | 4th | 1.25 | 1st | Tracking
[6 empty] | 29.48% | 5.6356 | 4th | 1.2498 | 1st | Tracking
[6 empty] | 30.54% | 5.6324 | 4th | 1.2498 | 1st | Tracking
[6 empty] | 30.6% | 5.6324 | 4th | 1.2498 | 1st | Tracking
[6 empty] | 30.57% | 5.478 | 4th | 1.2495 | 1st | Tracking
[6 empty] | 26.61% | 5.8249 | 4th | 1.1871 | 1st | Tracking
[6 empty] | 20.42% | 5.4255 | 4th | 1.225 | 1st | Tracking
[6 empty] | 27.94% | 5.4972 | 4th | 1.2122 | 1st | Tracking
[6 empty] | 28.75% | 5.6618 | 4th | 1.25 | 1st | Tracking
[6 empty] | 25.86% | 5.4628 | 4th | 1.248 | 1st | Tracking
[6 empty] | 27.75% | 5.7683 | 4th | 1.214 | 1st | Tracking
[6 empty] | 23.26% | 5.5428 | 4th | 1.2433 | 1st | Tracking
[6 empty] | 33.27% | 5.6882 | 4th | 1.235 | 1st | Tracking
[6 empty] | 29.75% | 5.5623 | 4th | 1.25 | 1st | Tracking
[6 empty] | 28.34% | 5.5301 | 4th | 1.1607 | 1st | Tracking
[6 empty] | 16.49% | 5.647 | 4th | 1.25 | 1st | Tracking
[6 empty] | 33.02% | 5.7758 | 4th | 1.25 | 1st | Tracking
[6 empty] | 29.62% | 5.5539 | 4th | 1.2127 | 1st | Tracking
[6 empty] | 23.43% | 5.8177 | 4th | 1.0385 | 1st | Tracking
[6 empty] | 30.92% | 5.951 | 4th | 1.21 | 1st | Tracking
[6 empty] | 30.22% | 5.7683 | 4th | 1.25 | 1st | Tracking
[6 empty] | 33.47% | 5.7373 | 4th | 1.0333 | 1st | Tracking
[6 empty] | 23.07% | 5.8476 | 4th | 1.0438 | 1st | Tracking
[6 empty] | 25.18% | 5.8867 | 4th | 1.0516 | 1st | Tracking
[6 empty] | 26.38% | 5.8476 | 4th | 1.066 | 1st | Tracking
[6 empty] | 25.58% | 5.8444 | 4th | 1.0928 | 1st | Tracking
[6 empty] | 25.04% | 5.8444 | 4th | 1.0897 | 1st | Tracking
[6 empty] | 28.63% | 5.3748 | 4th | 1.25 | 1st | Tracking
[6 empty] | 25.35% | 5.8476 | 4th | 1.0758 | 1st | Tracking
[6 empty] | 20.18% | 5.8867 | 4th | 1.0739 | 1st | Tracking
[6 empty] | 23.16% | 5.8867 | 4th | 1.0485 | 1st | Tracking
[6 empty] | 19.64% | 5.8444 | 4th | 1.0874 | 1st | Tracking
[6 empty] | 24.01% | 5.8711 | 4th | 1.21 | 1st | Tracking
[6 empty] | 30.71% | 5.7977 | 4th | 1.248 | 1st | Tracking
[6 empty] | 31.35% | 5.7683 | 4th | 1.25 | 1st | Tracking
[6 empty] | 19.46% | 5.3656 | 4th | 1.25 | 1st | Tracking
[6 empty] | 31.26% | 5.5539 | 4th | 1.2 | 1st | Tracking
[6 empty] | 27.08% | 5.8555 | 4th | 1.25 | 1st | Tracking
[6 empty] | 23.88% | 5.7758 | 4th | 1.25 | 1st | Tracking
[6 empty] | 30.07% | 5.9372 | 4th | 1.2788 | 2nd | Tracking
[6 empty] | 24.87% | 5.8522 | 4th | 1.2857 | 2nd | Tracking
[6 empty] | 29.83% | 5.534 | 4th | 1.2596 | 2nd | Tracking
[6 empty] | 29.78% | 5.8406 | 4th | 1.2692 | 2nd | Tracking
[6 empty] | 29.95% | 5.7922 | 4th | 1.285 | 2nd | Tracking
[6 empty] | 30.2% | 5.7812 | 4th | 1.2815 | 2nd | Tracking
[6 empty] | 29.41% | 5.9183 | 4th | 1.28 | 2nd | Tracking
[6 empty] | 32.28% | 5.7987 | 4th | 1.2906 | 2nd | Tracking
[6 empty] | 29.6% | 5.8128 | 4th | 1.3041 | 2nd | Tracking
[6 empty] | 31.89% | 5.663 | 4th | 1.27 | 2nd | Tracking
[6 empty] | 27.99% | 5.7976 | 4th | 1.2539 | 2nd | Tracking
[6 empty] | 30.05% | 5.7922 | 4th | 1.258 | 2nd | Tracking
[6 empty] | 31.6% | 5.6686 | 4th | 1.2533 | 2nd | Tracking
[6 empty] | 32.32% | 5.8358 | 4th | 1.31 | 2nd | Tracking
[6 empty] | 30.59% | 5.6922 | 4th | 1.2504 | 2nd | Tracking
[6 empty] | 32.81% | 5.9318 | 4th | 1.2929 | 2nd | Tracking
[6 empty] | 28.92% | 5.9012 | 4th | 1.2553 | 2nd | Tracking
[6 empty] | 26.93% | 5.3794 | 4th | 1.2833 | 2nd | Tracking
[6 empty] | 26.81% | 5.8721 | 4th | 1.26 | 2nd | Tracking
[6 empty] | 28.94% | 5.6209 | 4th | 1.2748 | 2nd | Tracking
[6 empty] | 26.95% | 5.3861 | 4th | 1.3071 | 2nd | Tracking
[6 empty] | 23.46% | 5.3686 | 4th | 1.2519 | 2nd | Tracking
[6 empty] | 25.67% | 5.3686 | 4th | 1.2507 | 2nd | Tracking
[6 empty] | 25.48% | 5.524 | 4th | 1.2731 | 2nd | Tracking
[6 empty] | 29.25% | 5.4588 | 4th | 1.296 | 2nd | Tracking
[6 empty] | 26.36% | 5.3805 | 4th | 1.3039 | 2nd | Tracking
[6 empty] | 27.96% | 5.7401 | 4th | 1.2527 | 2nd | Tracking
[6 empty] | 32.24% | 5.8586 | 4th | 1.3029 | 2nd | Tracking
[6 empty] | 30.39% | 5.8014 | 4th | 1.2769 | 2nd | Tracking
[6 empty] | 27.99% | 5.3774 | 4th | 1.2995 | 2nd | Tracking
[6 empty] | 24.95% | 5.6481 | 4th | 1.2963 | 2nd | Tracking
[6 empty] | 25.46% | 5.6937 | 4th | 1.26 | 2nd | Tracking
[6 empty] | 29.39% | 5.6882 | 4th | 1.2532 | 2nd | Tracking
[6 empty] | 32.2% | 5.7789 | 4th | 1.275 | 2nd | Tracking
[6 empty] | 30.61% | 5.7812 | 4th | 1.2928 | 2nd | Tracking
[6 empty] | 30.82% | 5.7812 | 4th | 1.2784 | 2nd | Tracking
[6 empty] | 31.56% | 5.7789 | 4th | 1.308 | 2nd | Tracking
[6 empty] | 32.31% | 5.7789 | 4th | 1.2653 | 2nd | Tracking
[6 empty] | 32.79% | 5.7789 | 4th | 1.275 | 2nd | Tracking
[6 empty] | 26.95% | 5.5476 | 4th | 1.3 | 2nd | Tracking
[6 empty] | 28.6% | 5.7424 | 4th | 1.2506 | 2nd | Tracking
[6 empty] | 30.82% | 5.7812 | 4th | 1.2928 | 2nd | Tracking
[6 empty] | 26.64% | 5.756 | 4th | 1.2567 | 2nd | Tracking
[6 empty] | 11.16% | 5.7199 | 4th | 1.2997 | 2nd | Tracking
[6 empty] | 27.02% | 5.9063 | 4th | 1.3 | 2nd | Tracking
[6 empty] | 28.25% | 5.7758 | 4th | 1.257 | 2nd | Tracking
[6 empty] | 24.72% | 5.4285 | 4th | 1.2794 | 2nd | Tracking
[6 empty] | 31.56% | 5.8451 | 4th | 1.2581 | 2nd | Tracking
[6 empty] | 30.24% | 5.7969 | 4th | 1.2528 | 2nd | Tracking
[6 empty] | 26.84% | 5.3686 | 4th | 1.3 | 2nd | Tracking
[6 empty] | 25.47% | 5.8362 | 4th | 1.2833 | 2nd | Tracking
[6 empty] | 29.22% | 5.6949 | 4th | 1.2833 | 2nd | Tracking
[6 empty] | 25.33% | 5.8636 | 4th | 1.2934 | 2nd | Tracking
[6 empty] | 28.99% | 5.8518 | 4th | 1.2608 | 2nd | Tracking
[6 empty] | 29.73% | 5.8601 | 4th | 1.2526 | 2nd | Tracking
[6 empty] | 27.14% | 5.6267 | 4th | 1.3 | 2nd | Tracking
[6 empty] | 28.11% | 5.8522 | 4th | 1.3036 | 2nd | Tracking
[6 empty] | 26.93% | 5.663 | 4th | 1.3003 | 2nd | Tracking
[6 empty] | 20.35% | 5.524 | 4th | 1.2967 | 2nd | Tracking
[6 empty] | 34.49% | 5.6986 | 4th | 1.29 | 2nd | Tracking
[6 empty] | 24.91% | 5.5685 | 4th | 1.26 | 2nd | Tracking
[6 empty] | 28.6% | 5.478 | 4th | 1.308 | 2nd | Tracking
[6 empty] | 28.32% | 5.478 | 4th | 1.308 | 2nd | Tracking
[6 empty] | 27.87% | 5.5685 | 4th | 1.3065 | 2nd | Tracking
[6 empty] | 29.05% | 5.478 | 4th | 1.308 | 2nd | Tracking
[6 empty] | 29.78% | 5.6191 | 4th | 1.28 | 2nd | Tracking
[6 empty] | 31.13% | 5.4006 | 4th | 1.2793 | 2nd | Tracking
[6 empty] | 30.43% | 5.4006 | 4th | 1.2811 | 2nd | Tracking
[6 empty] | 28.54% | 5.7812 | 4th | 1.2667 | 2nd | Tracking
[6 empty] | 25.5% | 5.7812 | 4th | 1.2597 | 2nd | Tracking
[6 empty] | 23.99% | 5.5452 | 4th | 1.2867 | 2nd | Tracking
[6 empty] | 29.38% | 5.5433 | 4th | 1.3037 | 2nd | Tracking
[6 empty] | 29.34% | 5.8106 | 4th | 1.2923 | 2nd | Tracking
[6 empty] | 26.59% | 5.919 | 4th | 1.3067 | 2nd | Tracking
[6 empty] | 28.1% | 5.604 | 4th | 1.2679 | 2nd | Tracking
[6 empty] | 32.14% | 5.8774 | 4th | 1.31 | 2nd | Tracking
[6 empty] | 26.13% | 5.3794 | 4th | 1.3107 | 2nd | Tracking
[6 empty] | 26.37% | 5.7976 | 4th | 1.2519 | 2nd | Tracking
[6 empty] | 32.83% | 5.9225 | 4th | 1.304 | 2nd | Tracking
[6 empty] | 28.85% | 5.7758 | 4th | 1.251 | 2nd | Tracking
[6 empty] | 25.71% | 5.8249 | 4th | 1.2836 | 2nd | Tracking
[6 empty] | 36.16% | 5.6509 | 4th | 1.3 | 2nd | Tracking
[6 empty] | 28.17% | 5.9372 | 4th | 1.2693 | 2nd | Tracking
[6 empty] | 33.09% | 5.8493 | 4th | 1.345 | 3rd | Tracking
[6 empty] | 29.55% | 5.3806 | 4th | 1.36 | 3rd | Tracking
[6 empty] | 26.95% | 5.4026 | 4th | 1.3287 | 3rd | Tracking
[6 empty] | 31.25% | 5.8518 | 4th | 1.3558 | 3rd | Tracking
[6 empty] | 29.21% | 5.8016 | 4th | 1.3307 | 3rd | Tracking
[6 empty] | 31.1% | 5.7758 | 4th | 1.3244 | 3rd | Tracking
[6 empty] | 30.68% | 5.7758 | 4th | 1.3244 | 3rd | Tracking
[6 empty] | 29.22% | 5.8901 | 4th | 1.3127 | 3rd | Tracking
[6 empty] | 31.19% | 5.8092 | 4th | 1.3467 | 3rd | Tracking
[6 empty] | 30.45% | 5.5148 | 4th | 1.3548 | 3rd | Tracking
[6 empty] | 30.75% | 5.3722 | 4th | 1.3438 | 3rd | Tracking
[6 empty] | 30.79% | 5.756 | 4th | 1.3794 | 3rd | Tracking
[6 empty] | 31.55% | 5.8444 | 4th | 1.3133 | 3rd | Tracking
[6 empty] | 26.78% | 5.3937 | 4th | 1.3308 | 3rd | Tracking
[6 empty] | 31.2% | 5.8444 | 4th | 1.33 | 3rd | Tracking
[6 empty] | 28.74% | 5.8028 | 4th | 1.3747 | 3rd | Tracking
[6 empty] | 23.4% | 5.9063 | 4th | 1.33 | 3rd | Tracking
[6 empty] | 31.28% | 5.8451 | 4th | 1.3389 | 3rd | Tracking
[6 empty] | 31.14% | 5.8586 | 4th | 1.3244 | 3rd | Tracking
[6 empty] | 31.77% | 5.8249 | 4th | 1.3194 | 3rd | Tracking
[6 empty] | 32.14% | 5.4006 | 4th | 1.3137 | 3rd | Tracking
[6 empty] | 28.66% | 5.3634 | 4th | 1.3401 | 3rd | Tracking
[6 empty] | 30.68% | 5.8456 | 4th | 1.39 | 3rd | Tracking
[6 empty] | 31.6% | 5.9014 | 4th | 1.365 | 3rd | Tracking
[6 empty] | 32.46% | 5.9014 | 4th | 1.3588 | 3rd | Tracking
[6 empty] | 26.89% | 5.7977 | 4th | 1.3119 | 3rd | Tracking
[6 empty] | 29.79% | 5.6637 | 4th | 1.3376 | 3rd | Tracking
[6 empty] | 26.39% | 5.611 | 4th | 1.3467 | 3rd | Tracking
[6 empty] | 27.15% | 5.4431 | 4th | 1.3308 | 3rd | Tracking
[6 empty] | 26.24% | 5.4431 | 4th | 1.34 | 3rd | Tracking
[6 empty] | 25.05% | 5.6112 | 4th | 1.3117 | 3rd | Tracking
[6 empty] | 31.17% | 5.7776 | 4th | 1.3446 | 3rd | Tracking
[6 empty] | 29.73% | 5.7571 | 4th | 1.3415 | 3rd | Tracking
[6 empty] | 27.83% | 5.9063 | 4th | 1.3333 | 3rd | Tracking
[6 empty] | 31.64% | 5.6882 | 4th | 1.369 | 3rd | Tracking
[6 empty] | 30.22% | 5.7424 | 4th | 1.3155 | 3rd | Tracking
[6 empty] | 30.51% | 5.8711 | 4th | 1.3542 | 3rd | Tracking
[6 empty] | 33.28% | 5.8711 | 4th | 1.3636 | 3rd | Tracking
[6 empty] | 27.74% | 5.9063 | 4th | 1.32 | 3rd | Tracking
[6 empty] | 31.32% | 5.7789 | 4th | 1.3415 | 3rd | Tracking
[6 empty] | 26.66% | 5.5833 | 4th | 1.3657 | 3rd | Tracking
[6 empty] | 27.04% | 5.5833 | 4th | 1.3657 | 3rd | Tracking
[6 empty] | 27.56% | 5.9166 | 4th | 1.3364 | 3rd | Tracking
[6 empty] | 30.31% | 5.8451 | 4th | 1.3444 | 3rd | Tracking
[6 empty] | 25.83% | 5.5476 | 4th | 1.3524 | 3rd | Tracking
[6 empty] | 22.84% | 5.4915 | 4th | 1.3226 | 3rd | Tracking
[6 empty] | 28.22% | 5.3628 | 4th | 1.35 | 3rd | Tracking
[6 empty] | 28.64% | 5.3797 | 4th | 1.3184 | 3rd | Tracking
[6 empty] | 19.04% | 5.3913 | 4th | 1.3397 | 3rd | Tracking
[6 empty] | 24.1% | 5.4825 | 4th | 1.3773 | 3rd | Tracking
[6 empty] | 22.68% | 5.4825 | 4th | 1.3857 | 3rd | Tracking
[6 empty] | 24.1% | 5.7571 | 4th | 1.3462 | 3rd | Tracking
[6 empty] | 25% | 5.478 | 4th | 1.32 | 3rd | Tracking
[6 empty] | 27.06% | 5.4146 | 4th | 1.32 | 3rd | Tracking
[6 empty] | 30.19% | 5.8114 | 4th | 1.32 | 3rd | Tracking
[6 empty] | 26.09% | 5.8933 | 4th | 1.3153 | 3rd | Tracking
[6 empty] | 29.07% | 5.8774 | 4th | 1.3872 | 3rd | Tracking
[6 empty] | 34.88% | 5.6735 | 4th | 1.375 | 3rd | Tracking
[6 empty] | 30.94% | 5.8114 | 4th | 1.3118 | 3rd | Tracking
[6 empty] | 24.33% | 5.4764 | 4th | 1.3436 | 3rd | Tracking
[6 empty] | 23.55% | 5.604 | 4th | 1.349 | 3rd | Tracking
[6 empty] | 11.62% | 5.5446 | 4th | 1.3608 | 3rd | Tracking
[6 empty] | 34.46% | 5.663 | 4th | 1.377 | 3rd | Tracking
[6 empty] | 25% | 5.5191 | 4th | 1.34 | 3rd | Tracking
[6 empty] | 20.58% | 5.7353 | 4th | 1.3786 | 3rd | Tracking
[6 empty] | 27.21% | 5.8518 | 4th | 1.33 | 3rd | Tracking
[6 empty] | 31.48% | 5.7683 | 4th | 1.34 | 3rd | Tracking
[6 empty] | 30.69% | 5.6637 | 4th | 1.3292 | 3rd | Tracking
[6 empty] | 32.02% | 5.4388 | 4th | 1.354 | 3rd | Tracking
[6 empty] | 32.16% | 5.8774 | 4th | 1.359 | 3rd | Tracking
[6 empty] | 30.87% | 5.8566 | 4th | 1.3561 | 3rd | Tracking
[6 empty] | 29.01% | 5.544 | 4th | 1.324 | 3rd | Tracking
[6 empty] | 32.44% | 5.7976 | 4th | 1.358 | 3rd | Tracking
[6 empty] | 32.63% | 5.6778 | 4th | 1.3667 | 3rd | Tracking
[6 empty] | 32.66% | 5.8933 | 4th | 1.3667 | 3rd | Tracking
[6 empty] | 33.77% | 5.8493 | 4th | 1.3187 | 3rd | Tracking
[6 empty] | 29.87% | 5.6801 | 4th | 1.3851 | 3rd | Tracking
[6 empty] | 15.94% | 5.3716 | 4th | 1.3137 | 3rd | Tracking
[6 empty] | 24.6% | 5.8554 | 4th | 1.358 | 3rd | Tracking
[6 empty] | 26.03% | 5.8554 | 4th | 1.358 | 3rd | Tracking
[6 empty] | 25.06% | 5.8674 | 4th | 1.3252 | 3rd | Tracking
[6 empty] | 30.31% | 5.5214 | 4th | 1.3889 | 3rd | Tracking
[6 empty] | 25.08% | 5.696 | 4th | 1.3239 | 3rd | Tracking
[6 empty] | 32.51% | 5.8059 | 4th | 1.395 | 4th | Tracking
[6 empty] | 23.21% | 5.8406 | 4th | 1.4066 | 4th | Tracking
[6 empty] | 32.88% | 5.8992 | 4th | 1.4857 | 4th | Tracking
[6 empty] | 30.43% | 5.8589 | 4th | 1.5 | 4th | Tracking
[6 empty] | 29.4% | 5.3805 | 4th | 1.402 | 4th | Tracking
[6 empty] | 32.63% | 5.6209 | 4th | 1.4386 | 4th | Tracking
[6 empty] | 35.32% | 5.8536 | 4th | 1.5624 | 4th | Tracking
[6 empty] | 32.07% | 5.7977 | 4th | 1.4104 | 4th | Tracking
[6 empty] | 26.44% | 5.3629 | 4th | 1.4 | 4th | Tracking
[6 empty] | 25.63% | 5.4082 | 4th | 1.4 | 4th | Tracking
[6 empty] | 25.21% | 5.5602 | 4th | 1.4025 | 4th | Tracking
[6 empty] | 30.4% | 5.7976 | 4th | 1.4026 | 4th | Tracking
[6 empty] | 31.71% | 5.811 | 4th | 1.44 | 4th | Tracking
[6 empty] | 29.16% | 5.3628 | 4th | 1.43 | 4th | Tracking
[6 empty] | 34.57% | 5.7034 | 4th | 1.4022 | 4th | Tracking
[6 empty] | 23.76% | 5.524 | 4th | 1.4 | 4th | Tracking
[6 empty] | 27.06% | 5.7571 | 4th | 1.4 | 4th | Tracking
[6 empty] | 28.07% | 5.7571 | 4th | 1.415 | 4th | Tracking
[6 empty] | 28.46% | 5.7571 | 4th | 1.415 | 4th | Tracking
[6 empty] | 28.04% | 5.7571 | 4th | 1.415 | 4th | Tracking
[6 empty] | 34.08% | 5.7683 | 4th | 1.545 | 4th | Tracking
[6 empty] | 31.16% | 5.663 | 4th | 1.41 | 4th | Tracking
[6 empty] | 30.48% | 5.8554 | 4th | 1.425 | 4th | Tracking
[6 empty] | 30.21% | 5.8554 | 4th | 1.46 | 4th | Tracking
[6 empty] | 28.99% | 5.6616 | 4th | 1.4423 | 4th | Tracking
[6 empty] | 24.86% | 5.6616 | 4th | 1.4167 | 4th | Tracking
[6 empty] | 30.52% | 5.5081 | 4th | 1.3941 | 4th | Tracking
[6 empty] | 22.81% | 5.3846 | 4th | 1.4093 | 4th | Tracking
[6 empty] | 33.02% | 5.4799 | 4th | 1.5111 | 4th | Tracking
[6 empty] | 27.24% | 5.8554 | 4th | 1.4286 | 4th | Tracking
[6 empty] | 31.91% | 5.8554 | 4th | 1.5 | 4th | Tracking
[6 empty] | 33.33% | 5.3722 | 4th | 1.491 | 4th | Tracking
[6 empty] | 35.84% | 5.7275 | 4th | 1.4 | 4th | Tracking
[6 empty] | 25.91% | 5.5833 | 4th | 1.4433 | 4th | Tracking
[6 empty] | 36.79% | 5.832 | 4th | 1.56 | 4th | Tracking
[6 empty] | 31.85% | 5.951 | 4th | 1.4146 | 4th | Tracking
[6 empty] | 32.87% | 5.801 | 4th | 1.4 | 4th | Tracking

## CF by Region
Cumulative capacity factor by region and fixed-tilt vs. tracking | [7 empty] | Capacity-weighted average first-year capacity factor by region in 2023 vs. 2024
Source: EIA, FERC, Berkeley Lab | [7 empty] | Source: EIA, FERC, Berkeley Lab
Note: Alaska's one utility-scale solar project is removed from this plot. | [7 empty] | Note: Region-year combinations with less than four projects are excluded from the plot and data below.
Region | Fixed Tilt Cumulative CF | Fixed Tilt # Projects | Fixed Tilt MW | Fixed Tilt Proportion of Projects | Fixed Tilt Proportion of Capacity | Tracking Cumulative CF | Tracking # Projects | Tracking MW | Tracking Proportion of Projects | Tracking Proportion of Capacity
NYISO | 18.31% | 23 | 281.432 | 71.88% | 72.32% | 17.72% | 9 | 107.704 | 28.12% | 27.68%
ISO-NE | 17.77% | 57 | 670.797 | 83.82% | 80.34% | 18.86% | 11 | 164.105 | 16.18% | 19.66%
Hawaii | 20.47% | 7 | 77.961 | 43.75% | 22.03% | 20.83% | 9 | 275.95 | 56.25% | 77.97%
PJM | 17.92% | 96 | 1224.08 | 38.87% | 13.45% | 21.22% | 151 | 7874.372 | 61.13% | 86.55%
MISO | 18.41% | 24 | 432.9175 | 20.17% | 7.427% | 21.6% | 95 | 5396.411 | 79.83% | 92.57%
Southeast (non-ISO) | 21.5% | 114 | 5292.959 | 35.74% | 31.55% | 23.06% | 205 | 11483.113 | 64.26% | 68.45%
ERCOT | 20.72% | 2 | 43.66 | 1.709% | 0.2806% | 24.33% | 115 | 15516.593 | 98.29% | 99.72%
SPP | 21.01% | 4 | 30.32 | 16% | 6.724% | 25.94% | 21 | 420.626 | 84% | 93.28%
West (non-ISO) | 24.97% | 25 | 1045.647 | 9.47% | 8.688% | 28.49% | 239 | 10990.139 | 90.53% | 91.31%
CAISO | 25.49% | 36 | 3169.494 | 13.95% | 17.11% | 28.53% | 222 | 15358.511 | 86.05% | 82.89%
[8 empty] | Region | Year | Project Vintage | Capacity-weighted Average Capacity Factor | Number of Projects
[8 empty] | CAISO | 2023 | 2022 | 26.78% | 18
[8 empty] | CAISO | 2024 | 2023 | 28.84% | 22
[8 empty] | ERCOT | 2023 | 2022 | 22.86% | 14
[8 empty] | ERCOT | 2024 | 2023 | 23.57% | 20
[8 empty] | ISO-NE | 2023 | 2022 | 17.43% | 10
[8 empty] | ISO-NE | 2024 | 2023 | 18.68% | 6
[8 empty] | MISO | 2023 | 2022 | 21.52% | 25
[8 empty] | MISO | 2024 | 2023 | 21.36% | 33
[8 empty] | NYISO | 2023 | 2022 | 18.53% | 6
[8 empty] | NYISO | 2024 | 2023 | 17.5% | 4
[8 empty] | PJM | 2023 | 2022 | 21.61% | 20
[8 empty] | PJM | 2024 | 2023 | 18.86% | 40
[8 empty] | SPP | 2024 | 2023 | 25.72% | 4
[8 empty] | Southeast (non-ISO) | 2023 | 2022 | 22.89% | 34
[8 empty] | Southeast (non-ISO) | 2024 | 2023 | 23.15% | 47
[8 empty] | West (non-ISO) | 2023 | 2022 | 27.71% | 16
[8 empty] | West (non-ISO) | 2024 | 2023 | 28.76% | 23
[8 empty] | National | 2023 | 2022 | 23.86% | 143
[8 empty] | National | 2024 | 2023 | 23.78% | 199

## CF by Project Vintage
Cumulative and average capacity factor by project vintage: 2010-2023 projects
Source: EIA, Berkeley Lab
Sample GW | Sample Projects | Project Vintage | Average Capacity-Weighted Capacity Factor in 2024 | Capacity-Weighted Cumulative Capacity Factor | Average ILR (AC/DC ratio) | Average GHI (solar resource) | % Tracking
[9 empty] | ILR Index | GHI Index | Tracking Index
0.15757 | 9 | 2010 | 17.11% | 21.82% | 1.1791 | 4.8155 | 23.89% |  | 88.6708 | 102.0848 | 32.2905
0.4712 | 33 | 2011 | 20.68% | 22.65% | 1.1807 | 5.1196 | 52.39% |  | 88.7858 | 108.532 | 70.804
0.89128 | 39 | 2012 | 22.91% | 24.79% | 1.2279 | 5.083 | 48.91% |  | 92.3343 | 107.7556 | 66.0956
1.3361 | 38 | 2013 | 25.1% | 27.34% | 1.3003 | 5.3 | 52.76% |  | 97.7798 | 112.3552 | 71.2978
3.1482 | 63 | 2014 | 24.26% | 26.46% | 1.2849 | 5.2802 | 65.26% |  | 96.6268 | 111.9359 | 88.1932
2.792 | 85 | 2015 | 25.18% | 26.46% | 1.3061 | 5.0737 | 64.85% |  | 98.2151 | 107.5571 | 87.6352
7.4022 | 149 | 2016 | 25.58% | 26.73% | 1.3102 | 5.0101 | 72.21% |  | 98.5255 | 106.2106 | 97.5895
4.0762 | 166 | 2017 | 21.62% | 23.76% | 1.3298 | 4.7172 | 74% |  | 100 | 100 | 100
3.9634 | 96 | 2018 | 23.08% | 24.29% | 1.357 | 4.7172 | 64.25% |  | 102.0456 | 100.0005 | 86.8243
4.6188 | 110 | 2019 | 23.1% | 24.27% | 1.323 | 4.7897 | 76.75% |  | 99.4888 | 101.5383 | 103.7261
9.5977 | 163 | 2020 | 24.01% | 24.79% | 1.3472 | 4.719 | 82.99% |  | 101.3093 | 100.0388 | 112.1527
12.4837 | 156 | 2021 | 23.11% | 24.33% | 1.3445 | 4.5998 | 78.5% |  | 101.1023 | 97.511 | 106.0926
10.3987 | 153 | 2022 | 23.3% | 23.58% | 1.3126 | 4.5812 | 79.59% |  | 98.7106 | 97.1185 | 107.5618
18.3785 | 202 | 2023 | 23.76% | 23.76% | 1.3252 | 4.615 | 88.61% |  | 99.6516 | 97.8335 | 119.7544
|  | 2024 |  |  | 1.3306 | 4.61 | 95.02% |  | 100.0643 | 97.7285 | 128.4127 |  |  |  | 2357.0964
Project Vintage | Capacity-Weighted 2011 Capacity Factor | Capacity-Weighted 2012 Capacity Factor | Capacity-Weighted 2013 Capacity Factor | Capacity-Weighted 2014 Capacity Factor | Capacity-Weighted 2015 Capacity Factor | Capacity-Weighted 2016 Capacity Factor | Capacity-Weighted 2017 Capacity Factor | Capacity-Weighted 2018 Capacity Factor | Capacity-Weighted 2019 Capacity Factor | Capacity-Weighted 2020 Capacity Factor | Capacity-Weighted 2021 Capacity Factor | Capacity-Weighted 2022 Capacity Factor | Capacity-Weighted 2023 Capacity Factor | Capacity-Weighted 2024 Capacity Factor
2010 | 24.23% | 23.97% | 23.31% | 22.7% | 22.22% | 22.39% | 22.15% | 22.06% | 21.69% | 21.49% | 21.14% | 21.16% | 19.55% | 17.11%
2011 |  | 24.7% | 24.66% | 24.37% | 23.63% | 23.56% | 22.37% | 22.13% | 22.02% | 22.38% | 21.74% | 21.47% | 20.99% | 20.68%
2012 |  |  | 26.59% | 26.13% | 25.29% | 25.99% | 25.67% | 25.21% | 24.53% | 24.97% | 23.88% | 23.97% | 22.39% | 22.91%
2013 |  |  |  | 29.46% | 28.99% | 28.46% | 27.69% | 27.26% | 26.14% | 26.43% | 27.38% | 27.46% | 26.35% | 25.1%
2014 |  |  |  |  | 27.94% | 27.92% | 27.41% | 27.3% | 26.78% | 26.41% | 26.54% | 25.62% | 24.28% | 24.26%
2015 | [5 empty] | 26.98% | 27.67% | 27.47% | 26.68% | 26.15% | 26.37% | 26.78% | 24.72% | 25.18%
2016 | [6 empty] | 27.86% | 27.71% | 27.21% | 26.87% | 26.72% | 26.71% | 25.11% | 25.58%
2017 | [7 empty] | 24.82% | 24.84% | 24.21% | 24.16% | 24% | 22.32% | 21.62%
2018 | [8 empty] | 24.26% | 24.74% | 24.87% | 24.41% | 23.72% | 23.08%
2019 | [9 empty] | 25.18% | 25.15% | 24.67% | 23.23% | 23.1%
2020 | [10 empty] | 25.47% | 25.29% | 24.17% | 24.01%
2021 | [11 empty] | 25.66% | 24.19% | 23.11%
2022 | [12 empty] | 23.85% | 23.3%
2023 | [13 empty] | 23.76%

## Degradation
Performance with project age: fixed effects model |  |  |  | Year one performance index: actual vs. modeled capacity factor
Source: EIA, Berkeley Lab
Years Post-COD | Capacity Factor Index |  |  |  | Year 1 Performance Index (actual/modeled)
| All sample | < 25 MW | >= 25 MW | COD | Median | 25th Percentile | 75th Percentile
1 | 100% | 100% | 100% | <2012 | 102.1% | 99.35% | 106.4%
2 | 98.78% | 99.31% | 98.01% | 2012 | 101.8% | 98.24% | 107.2%
3 | 97.28% | 97.62% | 96.42% | 2013 | 102.8% | 98.32% | 106.2%
4 | 95.84% | 96.26% | 93.96% | 2014 | 101.7% | 96.5% | 104.8%
5 | 94.07% | 94.07% | 92.7% | 2015 | 98.65% | 93.34% | 104.2%
6 | 91.82% | 91.37% | 91.26% | 2016 | 99.84% | 93.88% | 104.2%
7 | 90.23% | 89.68% | 90.03% | 2017 | 96.45% | 89.33% | 101.6%
8 | 89.48% | 88.21% | 91.11% | 2018 | 93.64% | 87.76% | 97.1%
9 | 87.41% | 86.15% | 89.36% | 2019 | 91.2% | 87.39% | 94.44%
10 | 86.45% | 84.82% | 90.54% | 2020 | 93.19% | 89.32% | 98.78%
11 | 81.74% | 80.65% | 83.46% | 2021 | 94.48% | 88.65% | 101.5%
12 | 84.56% | 83.61% | 86.76% | 2022 | 92.9% | 86.5% | 97.58%
13 | 76.12% | 74.89% | 79.92%

## CF for CSP Plants
Capacity factor of CSP projects (solar portion only) over time
Source: EIA, FERC, Berkeley Lab | [15 empty] | Capacity-Weighted Annual Average PV in States with CSP (CA, NV, AZ)
[17 empty] | SEGS I&II |  |  | SEGS III-IX
| SEGS I | SEGS II | SEGS III | SEGS IV | SEGS V | SEGS VI | SEGS VII | SEGS VIII | SEGS IX | Nevada Solar One | Genesis | Solana | Ivanpah | Mojave | Crescent Dunes |  | Min | Max | Diff | Min | Max | Diff
2008 | 8.831% | 10.64% | 22.97% | 23.08% | 23.07% | 21.84% | 21.2% | 17.53% | 19.45% | 21.82% | [5 empty] | 30.83% | 8.831% | 10.64% | 1.809% | 6.888% | 23.08% | 5.553%
2009 | 7.472% | 7.091% | 21.02% | 21.22% | 19.97% | 20.47% | 19.23% | 17.06% | 18.13% | 21.14% | [5 empty] | 27.84% | 7.091% | 7.472% | 0.3813% | 9.583% | 21.22% | 4.161%
2010 | 8.808% | 8.687% | 20.04% | 21.06% | 18.13% | 20.74% | 19.19% | 20.23% | 21.26% | 22.16% | [5 empty] | 27.16% | 8.687% | 8.808% | 0.1213% | 9.326% | 21.26% | 3.127%
2011 | 9.235% | 9.969% | 20.48% | 19.25% | 20.18% | 19.35% | 18.71% | 19.78% | 20.82% | 21.38% | [5 empty] | 26.72% | 9.235% | 9.969% | 0.7338% | 8.745% | 20.82% | 2.107%
2012 | 9.624% | 9.535% | 18.93% | 20.78% | 20.93% | 18.24% | 17.61% | 18.79% | 21.24% | 21.43% | [5 empty] | 25.98% | 9.535% | 9.624% | 0.08913% | 7.988% | 21.24% | 3.63%
2013 | 7.778% | 8.818% | 18.97% | 19.47% | 19.28% | 17.14% | 15.72% | 18.34% | 19.99% | 18.8% | [5 empty] | 27.59% | 7.778% | 8.818% | 1.039% | 6.898% | 19.99% | 4.273%
2014 | 7.1% | 2.896% | 18.16% | 18.13% | 18.81% | 16.49% | 15.25% | 18.88% | 19.18% | 19.37% | 28.73% | 27.56% | 12.69% |  |  | 29.01% | 2.896% | 7.1% | 4.204% | 8.152% | 19.18% | 3.932%
2015 | 10.39% |  | 17.38% | 17.73% | 17.57% | 15.31% | 12.32% | 17.92% | 18.92% | 17.61% | 28.38% | 32.82% | 19.52% | 23% |  | 28.56% | 10.39% | 10.39% | 0% | 1.928% | 18.92% | 6.602%
2016 |  |  | 15.51% | 16.32% | 16.69% | 13.31% | 9.914% | 18.22% | 18.48% | 19.43% | 28.36% | 29.31% | 20.25% | 28.46% | 13.21% | 28.29% | 0% | 0% | 0% | 9.914% | 18.48% | 8.568%
2017 |  |  | 14.73% | 14.41% | 14.66% | 11.87% | 10.63% | 16.03% | 17.03% | 19.67% | 28.67% | 33.06% | 20.8% | 27.12% | 4.362% | 28.96% | 0% | 0% | 0% | 10.63% | 17.03% | 6.395%
2018 |  |  | 14.64% | 14.82% | 15.82% | 11.17% | 9.118% | 17.24% | 17.85% | 18.39% | 28.45% | 35.43% | 23.06% | 27.63% | 20.32% | 29.21% | 0% | 0% | 0% | 9.118% | 17.85% | 8.727%
2019 |  |  | 12.76% | 13.97% | 13.83% |  |  | 15.64% | 16.13% | 18.37% | 28.18% | 36.15% | 22.39% | 23.49% | 5.206% | 28.26% | 0% | 0% | 0% | 12.76% | 16.13% | 3.369%
2020 | [7 empty] | 14.82% | 15.79% | 17.84% | 27.74% | 35.32% | 24.64% | 25.43% |  | 27.78% | 0% | 0% | 0% | 14.82% | 15.79% | 0.9687%
2021 | [8 empty] | 15.05% | 15.95% | 24.59% | 31.72% | 21.37% | 26.85% | 7.754% | 28.32% | 0% | 0% | 0% | 15.05% | 15.05% | 0.2%
2022 | [8 empty] | 15.72% | 15.29% | 28.02% | 31.76% | 21.76% | 27.2% | 10.45% | 28.1% | 0% | 0% | 0% | 15.7% | 15.72% | 0.2%
2023 | [8 empty] | 13.55% | 15.22% | 28.23% | 35.38% | 17.31% | 27.96% | 8.327% | 26.43% | 0% | 0% | 0% | 13.5% | 13.55% | 0.2%
2024 | [8 empty] | 11.87% | 15.05% | 28.4% | 37.71% | 21.43% | 28.65% | 15.98% | 27.01% | 0% | 0% | 0% | 11.87% | 11.87% | 0.2%

## LCOE Trend (PV only)
Estimated levelized cost of energy by commercial operation date, region, and project
source: Berkeley Lab, following LCOE methods of NREL's ATB (https://atb.nrel.gov/electricity/2023/equations_&_variables) |  |  |  |  | source: Berkeley Lab, following LCOE methods of NREL's ATB (https://atb.nrel.gov/electricity/2023/equations_&_variables)
Foundational EIA Capex estimates for projects with 2024 COD are still preliminary both in scope and accuracy of individual data points and may not be representative of final numbers that will be published later by EIA. |  |  |  |  | Foundational EIA Capex estimates for projects with 2024 COD are still preliminary both in scope and accuracy of individual data points and may not be representative of final numbers that will be published later by EIA.
Berkeley Lab did not include all preliminary data points after a data review and will provide revised estimates at a later update. |  |  |  |  | Berkeley Lab did not include all preliminary data points after a data review and will provide revised estimates at a later update.
Depicted LCOE includes MACRS but no ITC/PTC. |  |  |  |  | Depicted LCOE includes MACRS but no ITC/PTC.
Commercial Operation Date | Annual LCOE Sample | Annual Project Capacity Sum (MW) | Generation-Weighted Levelized LCOE without Tax Credits (2024$/MWh) | Generation-Weighted Levelized LCOE with Tax Credits (2024$/MWh) | Region | Commercial Operation Date | Annual LCOE Sample | Annual Project Capacity Sum (MW) | Generation-Weighted LCOE without Tax Credits (2024$/MWh) | Generation-Weighted LCOE with Tax Credits (2024$/MWh)
2010 | 10 | 175.07 | 246.7265 | 164.1912 | CAISO | 2011 | 6 | 95 | 234.04 | 157.19
2011 | 29 | 428.79 | 221.3404 | 147.6979 | CAISO | 2012 | 9 | 418.92 | 144.84 | 98.66
2012 | 41 | 929.64 | 174.1205 | 117.3124 | CAISO | 2013 | 16 | 900.1 | 152.75 | 102.58
2013 | 38 | 1341.35 | 154.6212 | 103.8287 | CAISO | 2014 | 32 | 2676.44 | 149.06 | 100.08
2014 | 63 | 3130.48 | 147.8731 | 99.4502 | CAISO | 2015 | 34 | 1337.16 | 128.01 | 86.18
2015 | 87 | 2868.48 | 117.3429 | 80.0568 | CAISO | 2016 | 45 | 3102.19 | 87.93 | 60.47
2016 | 146 | 7387.29 | 88.0747 | 61.1047 | CAISO | 2017 | 24 | 528.89 | 101.38 | 69.52
2017 | 163 | 4045.84 | 88.9892 | 62.1522 | CAISO | 2018 | 7 | 835.8 | 78.68 | 54.01
2018 | 94 | 3949.42 | 72.4935 | 51.2272 | CAISO | 2019 | 11 | 978.8 | 59.85 | 43.58
2019 | 102 | 4525.36 | 61.0179 | 45.1004 | CAISO | 2020 | 19 | 1754.7 | 48.49 | 35.72
2020 | 157 | 9489.04 | 51.6851 | 38.4512 | CAISO | 2021 | 10 | 1059 | 48.09 | 35.53
2021 | 130 | 11270.25 | 49.1084 | 36.7568 | CAISO | 2022 | 18 | 1968.4 | 43.25 | 32.03
2022 | 141 | 9804.23 | 48.473 | 36.0745 | CAISO | 2023 | 15 | 2326 | 42.43 | 27.03
2023 | 198 | 17766.13 | 53.3996 | 36.1513 | CAISO | 2024 | 15 | 1774.9 | 51.73 | 34.34
2024 | 227 | 26397.4 | 60.3895 | 40.7331 | ERCOT | 2012 | 3 | 30.4 | 284.27 | 189.63
[5 empty] | ERCOT | 2015 | 3 | 130.26 | 116.41 | 79.63
| 1.6099 |  |  |  | ERCOT | 2017 | 14 | 650.85 | 77.66 | 54.46
[5 empty] | ERCOT | 2018 | 10 | 646 | 57.3 | 41.55
[5 empty] | ERCOT | 2019 | 8 | 488.2 | 57.24 | 42.32
Recent (COD 2024) LCOE by Region |  |  |  |  | ERCOT | 2020 | 16 | 2495.4 | 43.65 | 32.91
Region | Annual LCOE Sample | Recent Project Capacity Sum (MW) | Generation-Weighted LCOE without Tax Credits (2024$/MWh) | Generation-Weighted LCOE with Tax Credits (2024$/MWh) | ERCOT | 2021 | 17 | 3319.34 | 48.25 | 36.13
West (non-ISO) | 26 | 3611.3 | 48 | 31.19 | ERCOT | 2022 | 13 | 2275.2 | 47.67 | 35.8
CAISO | 15 | 1774.9 | 51.73 | 34.34 | ERCOT | 2023 | 18 | 3515.5 | 46.85 | 30.11
ERCOT | 30 | 6806.1 | 51.99 | 33.65 | ERCOT | 2024 | 30 | 6806.1 | 51.99 | 33.65
SPP | 3 | 210.9 | 61.06 | 44.73 | HI | 2017 | 3 | 45.6 | 164.68 | 110.17
Southeast (non-ISO) | 59 | 4470.8 | 64.2 | 45.2 | HI | 2019 | 4 | 129.35 | 119.54 | 84.5
PJM | 37 | 3260.9 | 71.53 | 50.51 | ISO-NE | 2017 | 4 | 27.2 | 156.1 | 107.41
MISO | 48 | 5861.3 | 72.89 | 48.97 | ISO-NE | 2018 | 3 | 59.59 | 114.21 | 79.45
NYISO | 7 | 369.2 | 107.74 | 77.43 | ISO-NE | 2019 | 8 | 94.28 | 99.94 | 72.99
[5 empty] | ISO-NE | 2020 | 3 | 74 | 90.52 | 65.47
[5 empty] | ISO-NE | 2021 | 9 | 193.9 | 88.58 | 64.64
[5 empty] | ISO-NE | 2022 | 10 | 75.2 | 80.17 | 59.52
[5 empty] | ISO-NE | 2023 | 3 | 85.6 | 95.27 | 68.89
[5 empty] | MISO | 2013 | 4 | 38.8 | 201.47 | 137.47
[5 empty] | MISO | 2015 | 3 | 20.4 | 195.95 | 132.22
[5 empty] | MISO | 2016 | 3 | 110.6 | 109.65 | 76.4
[5 empty] | MISO | 2017 | 17 | 273.29 | 110.45 | 77.37
[5 empty] | MISO | 2018 | 4 | 111.62 | 58.32 | 42.32
[5 empty] | MISO | 2020 | 11 | 440.9 | 64.79 | 48.3
[5 empty] | MISO | 2021 | 15 | 898 | 53.64 | 40.25
[5 empty] | MISO | 2022 | 24 | 1058.6 | 55.78 | 41.37
[5 empty] | MISO | 2023 | 40 | 2669.5 | 60.54 | 42.38
[5 empty] | MISO | 2024 | 48 | 5861.3 | 72.89 | 48.97
[5 empty] | NYISO | 2019 | 5 | 65 | 111.22 | 80.71
[5 empty] | NYISO | 2020 | 3 | 17 | 112.27 | 81.24
[5 empty] | NYISO | 2022 | 8 | 93.53 | 90.46 | 65.6
[5 empty] | NYISO | 2023 | 4 | 80 | 99.42 | 72.51
[5 empty] | NYISO | 2024 | 7 | 369.2 | 107.74 | 77.43
[5 empty] | PJM | 2010 | 3 | 23.43 | 402.04 | 264.12
[5 empty] | PJM | 2011 | 6 | 66.08 | 302.71 | 200.98
[5 empty] | PJM | 2012 | 9 | 107.4 | 265.05 | 177.33
[5 empty] | PJM | 2014 | 9 | 102.45 | 172.51 | 118.54
[5 empty] | PJM | 2015 | 12 | 239.35 | 135.14 | 93.54
[5 empty] | PJM | 2016 | 18 | 326.73 | 134.31 | 92.74
[5 empty] | PJM | 2017 | 22 | 463.79 | 99.24 | 69.68
[5 empty] | PJM | 2018 | 15 | 360.9 | 95.55 | 66.34
[5 empty] | PJM | 2019 | 16 | 456.33 | 75.34 | 55.37
[5 empty] | PJM | 2020 | 33 | 1051.95 | 72.55 | 52.97
[5 empty] | PJM | 2021 | 28 | 1452.6 | 56.9 | 42.45
[5 empty] | PJM | 2022 | 18 | 881.9 | 60.47 | 44.36
[5 empty] | PJM | 2023 | 40 | 3244.18 | 73.62 | 51.93
[5 empty] | PJM | 2024 | 37 | 3260.9 | 71.53 | 50.51
[5 empty] | SPP | 2016 | 3 | 165 | 76.02 | 53.81
[5 empty] | SPP | 2017 | 3 | 18.68 | 96.08 | 67.54
[5 empty] | SPP | 2019 | 3 | 16 | 59.21 | 44.31
[5 empty] | SPP | 2020 | 3 | 30 | 57.09 | 42.34
[5 empty] | SPP | 2023 | 4 | 140 | 50.84 | 34.69
[5 empty] | SPP | 2024 | 3 | 210.9 | 61.06 | 44.73
[5 empty] | Southeast (non-ISO) | 2010 | 5 | 75.1 | 361.35 | 237.56
[5 empty] | Southeast (non-ISO) | 2012 | 3 | 40.1 | 215.17 | 144.81
[5 empty] | Southeast (non-ISO) | 2013 | 3 | 43.65 | 201.62 | 135.24
[5 empty] | Southeast (non-ISO) | 2014 | 3 | 61.68 | 144.47 | 99.73
[5 empty] | Southeast (non-ISO) | 2015 | 16 | 415.1 | 112.33 | 78.75
[5 empty] | Southeast (non-ISO) | 2016 | 30 | 1332.89 | 96.18 | 68.09
[5 empty] | Southeast (non-ISO) | 2017 | 47 | 1200.7 | 89.42 | 63.14
[5 empty] | Southeast (non-ISO) | 2018 | 29 | 1377.3 | 66.61 | 48.47
[5 empty] | Southeast (non-ISO) | 2019 | 26 | 1548.2 | 56.23 | 42.57
[5 empty] | Southeast (non-ISO) | 2020 | 44 | 2795.39 | 52.4 | 39.4
[5 empty] | Southeast (non-ISO) | 2021 | 31 | 2557.8 | 51.21 | 38.46
[5 empty] | Southeast (non-ISO) | 2022 | 33 | 2180.1 | 51.76 | 38.51
[5 empty] | Southeast (non-ISO) | 2023 | 47 | 3117.47 | 56.09 | 39.97
[5 empty] | Southeast (non-ISO) | 2024 | 59 | 4470.8 | 64.2 | 45.2
[5 empty] | West (non-ISO) | 2011 | 14 | 200.71 | 187.92 | 125.49
[5 empty] | West (non-ISO) | 2012 | 16 | 327.06 | 181.22 | 121.11
[5 empty] | West (non-ISO) | 2013 | 11 | 290.8 | 144.75 | 97.15
[5 empty] | West (non-ISO) | 2014 | 15 | 254.95 | 125.82 | 85.09
[5 empty] | West (non-ISO) | 2015 | 18 | 714.21 | 93.41 | 64.65
[5 empty] | West (non-ISO) | 2016 | 41 | 2037.78 | 78.47 | 54.6
[5 empty] | West (non-ISO) | 2017 | 27 | 821.84 | 75.41 | 52.5
[5 empty] | West (non-ISO) | 2018 | 22 | 494.9 | 72.96 | 50.95
[5 empty] | West (non-ISO) | 2019 | 19 | 736 | 52.9 | 38.99
[5 empty] | West (non-ISO) | 2020 | 24 | 815.7 | 49.7 | 36.5
[5 empty] | West (non-ISO) | 2021 | 17 | 1759.6 | 38.8 | 29.29
[5 empty] | West (non-ISO) | 2022 | 16 | 1263.3 | 38.51 | 28.99
[5 empty] | West (non-ISO) | 2023 | 26 | 2581.88 | 44.07 | 28.21
[5 empty] | West (non-ISO) | 2024 | 26 | 3611.3 | 48 | 31.19

## Storage LCOE Adder Trend
Installed storage LCOE adder to PV projects by year
Sources: Berkeley Lab, Energy Information Administration
EIA Capex estimates for projects with 2024 COD are still preliminary both in scope and accuracy of individual data points and may not be representative of final numbers that will be published later by EIA.
Berkeley Lab did not include all preliminary data points after a data review and will provide revised estimates at a later update.
Storage projects with storage capacity ratio >1 were excluded from this analysis.
The "Storage LCOE Adder" describes the additional costs of pairing a solar project with storage (denominated in the project's solar+storage generation).
Storage LCOE Adder (2024 $/MWhPVS)
Storage COD | Battery Count | PV Capacity (MW) | Battery Capacity (MW) | Battery Energy (MWh) | Battery Capacity Ratio Gen-weighted Mean | Battery Duration (h) Gen-weighted Mean | PV-Equivalent Duration (h) Gen-weighted Mean | Gen-weighted Mean no Tax Credits | Gen-weighted Mean with Tax Credits
2018 | 4 | 189 | 44 | 196 | 0.22 | 4.07 | 0.93 | 16.18 | 11.79
2019 | 7 | 295 | 23.8 | 76.1 | 0.06 | 3.02 | 0.21 | 3.57 | 2.7
2020 | 3 | 15 | 8.02 | 17.9 | 0.52 | 2.23 | 1.17 | 46.39 | 33.99
2021 | 19 | 2261 | 1018.37 | 3892.7 | 0.46 | 3.17 | 1.77 | 34.19 | 24.64
2022 | 24 | 2889.3 | 1242.9 | 4050.11 | 0.42 | 3.27 | 1.39 | 16.41 | 12.59
2023 | 37 | 4439.3 | 2763.6 | 9791.4 | 0.62 | 3.59 | 2.22 | 27.7 | 20.36
2024 | 28 | 4141.2 | 2369 | 8858.7 | 0.57 | 3.78 | 2.13 | 34.97 | 24.62
| 122 | 14229.8 | 7469.69 | 26882.91

## LCOE (PTC vs ITC, PV only)
Estimated levelized cost of energy by commercial operation date, with and without tax credits
LCOE of 2024 Projects, no Tax Credits | [15 empty] | LCOE of 2024 Projects in and outside of Energy Communities
|  | Levelized Net Capacity Factor (AC-Basis) | [14 empty] | Sample Count | Sample Capacity (MWAC) | LCOE without Tax Credits | LCOE with Base Tax Credits | LCOE with Energy Community Tax Credits
|  | 10% | 12% | 14% | 16% | 18% | 20% | 22% | 24% | 26% | 28% | 30% | 32% | 34% | 36% | Outside Energy Community | 135 | 12426.8 | 61.17 | 43.73
Project Capex ($/WAC) | 0.6 | 49.9 | 41.59 | 35.65 | 31.19 | 27.72 | 24.95 | 22.68 | 20.79 | 19.19 | 17.82 | 16.63 | 15.59 | 14.68 | 13.86 | Inside Energy Community | 92 | 13970.6 | 59.7 | 42.16 | 38.1
| 0.7 | 55.11 | 45.92 | 39.36 | 34.44 | 30.62 | 27.55 | 25.05 | 22.96 | 21.2 | 19.68 | 18.37 | 17.22 | 16.21 | 15.31
| 0.8 | 60.32 | 50.26 | 43.08 | 37.7 | 33.51 | 30.16 | 27.42 | 25.13 | 23.2 | 21.54 | 20.11 | 18.85 | 17.74 | 16.75
| 0.9 | 65.52 | 54.6 | 46.8 | 40.95 | 36.4 | 32.76 | 29.78 | 27.3 | 25.2 | 23.4 | 21.84 | 20.48 | 19.27 | 18.2
| 1 | 70.73 | 58.94 | 50.52 | 44.21 | 39.29 | 35.36 | 32.15 | 29.47 | 27.2 | 25.26 | 23.58 | 22.1 | 20.8 | 19.65
| 1.1 | 75.94 | 63.28 | 54.24 | 47.46 | 42.19 | 37.97 | 34.52 | 31.64 | 29.21 | 27.12 | 25.31 | 23.73 | 22.33 | 21.09
| 1.2 | 81.14 | 67.62 | 57.96 | 50.71 | 45.08 | 40.57 | 36.88 | 33.81 | 31.21 | 28.98 | 27.05 | 25.36 | 23.87 | 22.54
| 1.3 | 86.35 | 71.96 | 61.68 | 53.97 | 47.97 | 43.17 | 39.25 | 35.98 | 33.21 | 30.84 | 28.78 | 26.98 | 25.4 | 23.99
| 1.4 | 91.55 | 76.3 | 65.4 | 57.22 | 50.86 | 45.78 | 41.62 | 38.15 | 35.21 | 32.7 | 30.52 | 28.61 | 26.93 | 25.43
| 1.5 | 96.76 | 80.63 | 69.12 | 60.48 | 53.76 | 48.38 | 43.98 | 40.32 | 37.22 | 34.56 | 32.25 | 30.24 | 28.46 | 26.88
| 1.6 | 101.97 | 84.97 | 72.83 | 63.73 | 56.65 | 50.98 | 46.35 | 42.49 | 39.22 | 36.42 | 33.99 | 31.86 | 29.99 | 28.32
| 1.7 | 107.17 | 89.31 | 76.55 | 66.98 | 59.54 | 53.59 | 48.72 | 44.66 | 41.22 | 38.28 | 35.72 | 33.49 | 31.52 | 29.77
| 1.8 | 112.38 | 93.65 | 80.27 | 70.24 | 62.43 | 56.19 | 51.08 | 46.83 | 43.22 | 40.14 | 37.46 | 35.12 | 33.05 | 31.22
| 1.9 | 117.59 | 97.99 | 83.99 | 73.49 | 65.33 | 58.79 | 53.45 | 48.99 | 45.23 | 42 | 39.2 | 36.75 | 34.58 | 32.66
| 2 | 122.79 | 102.33 | 87.71 | 76.75 | 68.22 | 61.4 | 55.82 | 51.16 | 47.23 | 43.85 | 40.93 | 38.37 | 36.12 | 34.11
| 2.1 | 128 | 106.67 | 91.43 | 80 | 71.11 | 64 | 58.18 | 53.33 | 49.23 | 45.71 | 42.67 | 40 | 37.65 | 35.56
| 2.2 | 133.21 | 111.01 | 95.15 | 83.25 | 74 | 66.6 | 60.55 | 55.5 | 51.23 | 47.57 | 44.4 | 41.63 | 39.18 | 37
| 2.3 | 138.41 | 115.34 | 98.87 | 86.51 | 76.9 | 69.21 | 62.91 | 57.67 | 53.24 | 49.43 | 46.14 | 43.25 | 40.71 | 38.45
| 2.4 | 143.62 | 119.68 | 102.59 | 89.76 | 79.79 | 71.81 | 65.28 | 59.84 | 55.24 | 51.29 | 47.87 | 44.88 | 42.24 | 39.89
LCOE of 2024 Projects, Base ITC (30%) | [15 empty] | LCOE of 2024 Projects, Base PTC ($28.5/MWh) | [15 empty] | LCOE Premium of PTC over ITC of 2024 Projects, Base Incentives
|  | Levelized Net Capacity Factor (AC-Basis) 10%: Levelized Net Capacity Factor (AC-Basis) |  |  | Levelized Net Capacity Factor (AC-Basis) | [15 empty] | Levelized Net Capacity Factor (AC-Basis)
|  | 10% | 12% | 14% | 16% | 18% | 20% | 22% | 24% | 26% | 28% | 30% | 32% | 34% | 36% |  |  | 10% | 12% | 14% | 16% | 18% | 20% | 22% | 24% | 26% | 28% | 30% | 32% | 34% | 36% |  |  | 10% | 12% | 14% | 16% | 18% | 20% | 22% | 24% | 26% | 28% | 30% | 32% | 34% | 36%
Project Capex ($/WAC) | 0.6 | 39.22 | 32.69 | 28.02 | 24.51 | 21.79 | 19.61 | 17.83 | 16.34 | 15.09 | 14.01 | 13.07 | 12.26 | 11.54 | 10.9 | Project Capex ($/WAC) | 0.6 | 35.07 | 26.76 | 20.81 | 16.36 | 12.89 | 10.12 | 7.85 | 5.96 | 4.36 | 2.99 | 1.8 | 0.76 | -0.15 | -0.97 | Project Capex ($/WAC) | 0.6 | -4.15 | -5.93 | -7.21 | -8.15 | -8.9 | -9.49 | -9.98 | -10.38 | -10.73 | -11.02 | -11.27 | -11.5 | -11.69 | -11.87
| 0.7 | 42.65 | 35.54 | 30.46 | 26.66 | 23.69 | 21.33 | 19.39 | 17.77 | 16.4 | 15.23 | 14.22 | 13.33 | 12.54 | 11.85 |  | 0.7 | 40.28 | 31.09 | 24.53 | 19.61 | 15.79 | 12.72 | 10.22 | 8.13 | 6.37 | 4.85 | 3.54 | 2.39 | 1.38 | 0.48 |  | 0.7 | -2.37 | -4.45 | -5.93 | -7.05 | -7.9 | -8.61 | -9.17 | -9.64 | -10.03 | -10.38 | -10.68 | -10.94 | -11.16 | -11.37
| 0.8 | 46.08 | 38.4 | 32.91 | 28.8 | 25.6 | 23.04 | 20.94 | 19.2 | 17.72 | 16.46 | 15.36 | 14.4 | 13.55 | 12.8 |  | 0.8 | 45.49 | 35.43 | 28.25 | 22.87 | 18.68 | 15.33 | 12.59 | 10.3 | 8.37 | 6.71 | 5.27 | 4.02 | 2.91 | 1.92 |  | 0.8 | -0.59 | -2.97 | -4.66 | -5.93 | -6.92 | -7.71 | -8.35 | -8.9 | -9.35 | -9.75 | -10.09 | -10.38 | -10.64 | -10.88
| 0.9 | 49.5 | 41.25 | 35.36 | 30.94 | 27.5 | 24.75 | 22.5 | 20.63 | 19.04 | 17.68 | 16.5 | 15.47 | 14.56 | 13.75 |  | 0.9 | 50.69 | 39.77 | 31.97 | 26.12 | 21.57 | 17.93 | 14.95 | 12.47 | 10.37 | 8.57 | 7.01 | 5.65 | 4.44 | 3.37 |  | 0.9 | 1.19 | -1.48 | -3.39 | -4.82 | -5.93 | -6.82 | -7.55 | -8.16 | -8.67 | -9.11 | -9.49 | -9.82 | -10.12 | -10.38
| 1 | 52.93 | 44.11 | 37.81 | 33.08 | 29.41 | 26.46 | 24.06 | 22.05 | 20.36 | 18.9 | 17.64 | 16.54 | 15.57 | 14.7 |  | 1 | 55.9 | 44.11 | 35.69 | 29.38 | 24.46 | 20.53 | 17.32 | 14.64 | 12.37 | 10.43 | 8.75 | 7.27 | 5.97 | 4.82 |  | 1 | 2.97 | 0 | -2.12 | -3.7 | -4.95 | -5.93 | -6.74 | -7.41 | -7.99 | -8.47 | -8.89 | -9.27 | -9.6 | -9.88
| 1.1 | 56.36 | 46.96 | 40.25 | 35.22 | 31.31 | 28.18 | 25.62 | 23.48 | 21.68 | 20.13 | 18.79 | 17.61 | 16.58 | 15.65 |  | 1.1 | 61.1 | 48.45 | 39.41 | 32.63 | 27.36 | 23.14 | 19.69 | 16.81 | 14.38 | 12.29 | 10.48 | 8.9 | 7.5 | 6.26 |  | 1.1 | 4.74 | 1.49 | -0.84 | -2.59 | -3.95 | -5.04 | -5.93 | -6.67 | -7.3 | -7.84 | -8.31 | -8.71 | -9.08 | -9.39
| 1.2 | 59.78 | 49.82 | 42.7 | 37.36 | 33.21 | 29.89 | 27.17 | 24.91 | 22.99 | 21.35 | 19.93 | 18.68 | 17.58 | 16.61 |  | 1.2 | 66.31 | 52.79 | 43.13 | 35.88 | 30.25 | 25.74 | 22.05 | 18.98 | 16.38 | 14.15 | 12.22 | 10.53 | 9.03 | 7.71 |  | 1.2 | 6.53 | 2.97 | 0.43 | -1.48 | -2.96 | -4.15 | -5.12 | -5.93 | -6.61 | -7.2 | -7.71 | -8.15 | -8.55 | -8.9
| 1.3 | 63.21 | 52.67 | 45.15 | 39.51 | 35.12 | 31.6 | 28.73 | 26.34 | 24.31 | 22.57 | 21.07 | 19.75 | 18.59 | 17.56 |  | 1.3 | 71.52 | 57.13 | 46.85 | 39.14 | 33.14 | 28.34 | 24.42 | 21.15 | 18.38 | 16.01 | 13.95 | 12.15 | 10.57 | 9.16 |  | 1.3 | 8.31 | 4.46 | 1.7 | -0.37 | -1.98 | -3.26 | -4.31 | -5.19 | -5.93 | -6.56 | -7.12 | -7.6 | -8.02 | -8.4
| 1.4 | 66.64 | 55.53 | 47.6 | 41.65 | 37.02 | 33.32 | 30.29 | 27.76 | 25.63 | 23.8 | 22.21 | 20.82 | 19.6 | 18.51 |  | 1.4 | 76.72 | 61.47 | 50.57 | 42.39 | 36.03 | 30.95 | 26.79 | 23.32 | 20.38 | 17.87 | 15.69 | 13.78 | 12.1 | 10.6 |  | 1.4 | 10.08 | 5.94 | 2.97 | 0.74 | -0.99 | -2.37 | -3.5 | -4.44 | -5.25 | -5.93 | -6.52 | -7.04 | -7.5 | -7.91
| 1.5 | 70.06 | 58.39 | 50.04 | 43.79 | 38.92 | 35.03 | 31.85 | 29.19 | 26.95 | 25.02 | 23.35 | 21.89 | 20.61 | 19.46 |  | 1.5 | 81.93 | 65.8 | 54.28 | 45.65 | 38.93 | 33.55 | 29.15 | 25.49 | 22.39 | 19.73 | 17.42 | 15.41 | 13.63 | 12.05 |  | 1.5 | 11.87 | 7.41 | 4.24 | 1.86 | 0.01 | -1.48 | -2.7 | -3.7 | -4.56 | -5.29 | -5.93 | -6.48 | -6.98 | -7.41
| 1.6 | 73.49 | 61.24 | 52.49 | 45.93 | 40.83 | 36.74 | 33.4 | 30.62 | 28.26 | 26.25 | 24.5 | 22.97 | 21.61 | 20.41 |  | 1.6 | 87.14 | 70.14 | 58 | 48.9 | 41.82 | 36.15 | 31.52 | 27.66 | 24.39 | 21.59 | 19.16 | 17.03 | 15.16 | 13.49 |  | 1.6 | 13.65 | 8.9 | 5.51 | 2.97 | 0.99 | -0.59 | -1.88 | -2.96 | -3.87 | -4.66 | -5.34 | -5.94 | -6.45 | -6.92
| 1.7 | 76.92 | 64.1 | 54.94 | 48.07 | 42.73 | 38.46 | 34.96 | 32.05 | 29.58 | 27.47 | 25.64 | 24.04 | 22.62 | 21.37 |  | 1.7 | 92.34 | 74.48 | 61.72 | 52.15 | 44.71 | 38.76 | 33.88 | 29.83 | 26.39 | 23.45 | 20.89 | 18.66 | 16.69 | 14.94 |  | 1.7 | 15.42 | 10.38 | 6.78 | 4.08 | 1.98 | 0.3 | -1.08 | -2.22 | -3.19 | -4.02 | -4.75 | -5.38 | -5.93 | -6.43
| 1.8 | 80.34 | 66.95 | 57.39 | 50.21 | 44.63 | 40.17 | 36.52 | 33.48 | 30.9 | 28.69 | 26.78 | 25.11 | 23.63 | 22.32 |  | 1.8 | 97.55 | 78.82 | 65.44 | 55.41 | 47.6 | 41.36 | 36.25 | 31.99 | 28.39 | 25.31 | 22.63 | 20.29 | 18.22 | 16.39 |  | 1.8 | 17.21 | 11.87 | 8.05 | 5.2 | 2.97 | 1.19 | -0.27 | -1.49 | -2.51 | -3.38 | -4.15 | -4.82 | -5.41 | -5.93
| 1.9 | 83.77 | 69.81 | 59.83 | 52.36 | 46.54 | 41.88 | 38.08 | 34.9 | 32.22 | 29.92 | 27.92 | 26.18 | 24.64 | 23.27 |  | 1.9 | 102.76 | 83.16 | 69.16 | 58.66 | 50.5 | 43.96 | 38.62 | 34.16 | 30.4 | 27.16 | 24.37 | 21.92 | 19.75 | 17.83 |  | 1.9 | 18.99 | 13.35 | 9.33 | 6.3 | 3.96 | 2.08 | 0.54 | -0.74 | -1.82 | -2.76 | -3.55 | -4.26 | -4.89 | -5.44
| 2 | 87.2 | 72.66 | 62.28 | 54.5 | 48.44 | 43.6 | 39.63 | 36.33 | 33.54 | 31.14 | 29.07 | 27.25 | 25.65 | 24.22 |  | 2 | 107.96 | 87.5 | 72.88 | 61.92 | 53.39 | 46.57 | 40.98 | 36.33 | 32.4 | 29.02 | 26.1 | 23.54 | 21.29 | 19.28 |  | 2 | 20.76 | 14.84 | 10.6 | 7.42 | 4.95 | 2.97 | 1.35 | 0 | -1.14 | -2.12 | -2.97 | -3.71 | -4.36 | -4.94
| 2.1 | 90.62 | 75.52 | 64.73 | 56.64 | 50.35 | 45.31 | 41.19 | 37.76 | 34.85 | 32.36 | 30.21 | 28.32 | 26.65 | 25.17 |  | 2.1 | 113.17 | 91.84 | 76.6 | 65.17 | 56.28 | 49.17 | 43.35 | 38.5 | 34.4 | 30.88 | 27.84 | 25.17 | 22.82 | 20.72 |  | 2.1 | 22.55 | 16.32 | 11.87 | 8.53 | 5.93 | 3.86 | 2.16 | 0.74 | -0.45 | -1.48 | -2.37 | -3.15 | -3.83 | -4.45
| 2.2 | 94.05 | 78.37 | 67.18 | 58.78 | 52.25 | 47.02 | 42.75 | 39.19 | 36.17 | 33.59 | 31.35 | 29.39 | 27.66 | 26.12 |  | 2.2 | 118.38 | 96.17 | 80.32 | 68.42 | 59.17 | 51.77 | 45.72 | 40.67 | 36.4 | 32.74 | 29.57 | 26.8 | 24.35 | 22.17 |  | 2.2 | 24.33 | 17.8 | 13.14 | 9.64 | 6.92 | 4.75 | 2.97 | 1.48 | 0.23 | -0.85 | -1.78 | -2.59 | -3.31 | -3.95
| 2.3 | 97.47 | 81.23 | 69.62 | 60.92 | 54.15 | 48.74 | 44.31 | 40.61 | 37.49 | 34.81 | 32.49 | 30.46 | 28.67 | 27.08 |  | 2.3 | 123.58 | 100.51 | 84.04 | 71.68 | 62.07 | 54.38 | 48.08 | 42.84 | 38.41 | 34.6 | 31.31 | 28.42 | 25.88 | 23.62 |  | 2.3 | 26.11 | 19.28 | 14.42 | 10.76 | 7.92 | 5.64 | 3.77 | 2.23 | 0.92 | -0.21 | -1.18 | -2.04 | -2.79 | -3.46
| 2.4 | 100.9 | 84.08 | 72.07 | 63.06 | 56.06 | 50.45 | 45.86 | 42.04 | 38.81 | 36.04 | 33.63 | 31.53 | 29.68 | 28.03 |  | 2.4 | 128.79 | 104.85 | 87.75 | 74.93 | 64.96 | 56.98 | 50.45 | 45.01 | 40.41 | 36.46 | 33.04 | 30.05 | 27.41 | 25.06 |  | 2.4 | 27.89 | 20.77 | 15.68 | 11.87 | 8.9 | 6.53 | 4.59 | 2.97 | 1.6 | 0.42 | -0.59 | -1.48 | -2.27 | -2.97
LCOE of 2024 Projects, Base+Energy Community ITC (40%) | [15 empty] | LCOE of 2024 Projects, Base+Energy Community PTC ($31.6/MWh) | [15 empty] | LCOE Premium of PTC over ITC of 2024 Projects, Base Incentives + Energy Community Bonus
|  | Levelized Net Capacity Factor (AC-Basis) 10%: Levelized Net Capacity Factor (AC-Basis) |  |  | Levelized Net Capacity Factor (AC-Basis) | [15 empty] | Levelized Net Capacity Factor (AC-Basis)
|  | 10% | 12% | 14% | 16% | 18% | 20% | 22% | 24% | 26% | 28% | 30% | 32% | 34% | 36% |  |  | 10% | 12% | 14% | 16% | 18% | 20% | 22% | 24% | 26% | 28% | 30% | 32% | 34% | 36% |  |  | 10% | 12% | 14% | 16% | 18% | 20% | 22% | 24% | 26% | 28% | 30% | 32% | 34% | 36%
Project Capex ($/WAC) | 0.6 | 35.66 | 29.72 | 25.47 | 22.29 | 19.81 | 17.83 | 16.21 | 14.86 | 13.72 | 12.74 | 11.89 | 11.14 | 10.49 | 9.91 | Project Capex ($/WAC) | 0.6 | 33.45 | 25.14 | 19.2 | 14.74 | 11.28 | 8.5 | 6.23 | 4.34 | 2.75 | 1.37 | 0.19 | -0.85 | -1.77 | -2.59 | Project Capex ($/WAC) | 0.6 | -2.21 | -4.58 | -6.27 | -7.55 | -8.53 | -9.33 | -9.98 | -10.52 | -10.97 | -11.37 | -11.7 | -11.99 | -12.26 | -12.5
| 0.7 | 38.5 | 32.08 | 27.5 | 24.06 | 21.39 | 19.25 | 17.5 | 16.04 | 14.81 | 13.75 | 12.83 | 12.03 | 11.32 | 10.69 |  | 0.7 | 38.66 | 29.48 | 22.92 | 18 | 14.17 | 11.11 | 8.6 | 6.51 | 4.75 | 3.23 | 1.92 | 0.77 | -0.24 | -1.14 |  | 0.7 | 0.16 | -2.6 | -4.58 | -6.06 | -7.22 | -8.14 | -8.9 | -9.53 | -10.06 | -10.52 | -10.91 | -11.26 | -11.56 | -11.83
| 0.8 | 41.33 | 34.44 | 29.52 | 25.83 | 22.96 | 20.67 | 18.79 | 17.22 | 15.9 | 14.76 | 13.78 | 12.92 | 12.16 | 11.48 |  | 0.8 | 43.87 | 33.81 | 26.63 | 21.25 | 17.06 | 13.71 | 10.97 | 8.68 | 6.75 | 5.09 | 3.66 | 2.4 | 1.29 | 0.31 |  | 0.8 | 2.54 | -0.63 | -2.89 | -4.58 | -5.9 | -6.96 | -7.82 | -8.54 | -9.15 | -9.67 | -10.12 | -10.52 | -10.87 | -11.17
| 0.9 | 44.16 | 36.8 | 31.55 | 27.6 | 24.54 | 22.08 | 20.07 | 18.4 | 16.99 | 15.77 | 14.72 | 13.8 | 12.99 | 12.27 |  | 0.9 | 49.07 | 38.15 | 30.35 | 24.5 | 19.95 | 16.31 | 13.33 | 10.85 | 8.75 | 6.95 | 5.39 | 4.03 | 2.82 | 1.75 |  | 0.9 | 4.91 | 1.35 | -1.2 | -3.1 | -4.59 | -5.77 | -6.74 | -7.55 | -8.24 | -8.82 | -9.33 | -9.77 | -10.17 | -10.52
| 1 | 47 | 39.16 | 33.57 | 29.37 | 26.11 | 23.5 | 21.36 | 19.58 | 18.08 | 16.78 | 15.67 | 14.69 | 13.82 | 13.05 |  | 1 | 54.28 | 42.49 | 34.07 | 27.76 | 22.85 | 18.92 | 15.7 | 13.02 | 10.76 | 8.81 | 7.13 | 5.65 | 4.35 | 3.2 |  | 1 | 7.28 | 3.33 | 0.5 | -1.61 | -3.26 | -4.58 | -5.66 | -6.56 | -7.32 | -7.97 | -8.54 | -9.04 | -9.47 | -9.85
| 1.1 | 49.83 | 41.52 | 35.59 | 31.14 | 27.68 | 24.91 | 22.65 | 20.76 | 19.17 | 17.8 | 16.61 | 15.57 | 14.66 | 13.84 |  | 1.1 | 59.49 | 46.83 | 37.79 | 31.01 | 25.74 | 21.52 | 18.07 | 15.19 | 12.76 | 10.67 | 8.86 | 7.28 | 5.89 | 4.64 |  | 1.1 | 9.66 | 5.31 | 2.2 | -0.13 | -1.94 | -3.39 | -4.58 | -5.57 | -6.41 | -7.13 | -7.75 | -8.29 | -8.77 | -9.2
| 1.2 | 52.66 | 43.89 | 37.62 | 32.91 | 29.26 | 26.33 | 23.94 | 21.94 | 20.26 | 18.81 | 17.55 | 16.46 | 15.49 | 14.63 |  | 1.2 | 64.69 | 51.17 | 41.51 | 34.27 | 28.63 | 24.12 | 20.43 | 17.36 | 14.76 | 12.53 | 10.6 | 8.91 | 7.42 | 6.09 |  | 1.2 | 12.03 | 7.28 | 3.89 | 1.36 | -0.63 | -2.21 | -3.51 | -4.58 | -5.5 | -6.28 | -6.95 | -7.55 | -8.07 | -8.54
| 1.3 | 55.5 | 46.25 | 39.64 | 34.69 | 30.83 | 27.75 | 25.23 | 23.12 | 21.34 | 19.82 | 18.5 | 17.34 | 16.32 | 15.42 |  | 1.3 | 69.9 | 55.51 | 45.23 | 37.52 | 31.52 | 26.73 | 22.8 | 19.53 | 16.76 | 14.39 | 12.33 | 10.54 | 8.95 | 7.54 |  | 1.3 | 14.4 | 9.26 | 5.59 | 2.83 | 0.69 | -1.02 | -2.43 | -3.59 | -4.58 | -5.43 | -6.17 | -6.8 | -7.37 | -7.88
| 1.4 | 58.33 | 48.61 | 41.66 | 36.46 | 32.41 | 29.16 | 26.51 | 24.3 | 22.43 | 20.83 | 19.44 | 18.23 | 17.16 | 16.2 |  | 1.4 | 75.11 | 59.85 | 48.95 | 40.77 | 34.42 | 29.33 | 25.17 | 21.7 | 18.76 | 16.25 | 14.07 | 12.16 | 10.48 | 8.98 |  | 1.4 | 16.78 | 11.24 | 7.29 | 4.31 | 2.01 | 0.17 | -1.34 | -2.6 | -3.67 | -4.58 | -5.37 | -6.07 | -6.68 | -7.22
| 1.5 | 61.16 | 50.97 | 43.69 | 38.23 | 33.98 | 30.58 | 27.8 | 25.48 | 23.52 | 21.84 | 20.39 | 19.11 | 17.99 | 16.99 |  | 1.5 | 80.31 | 64.19 | 52.67 | 44.03 | 37.31 | 31.93 | 27.53 | 23.87 | 20.77 | 18.11 | 15.81 | 13.79 | 12.01 | 10.43 |  | 1.5 | 19.15 | 13.22 | 8.98 | 5.8 | 3.33 | 1.35 | -0.27 | -1.61 | -2.75 | -3.73 | -4.58 | -5.32 | -5.98 | -6.56
| 1.6 | 64 | 53.33 | 45.71 | 40 | 35.55 | 32 | 29.09 | 26.67 | 24.61 | 22.86 | 21.33 | 20 | 18.82 | 17.78 |  | 1.6 | 85.52 | 68.52 | 56.39 | 47.28 | 40.2 | 34.54 | 29.9 | 26.04 | 22.77 | 19.97 | 17.54 | 15.42 | 13.54 | 11.88 |  | 1.6 | 21.52 | 15.19 | 10.68 | 7.28 | 4.65 | 2.54 | 0.81 | -0.63 | -1.84 | -2.89 | -3.79 | -4.58 | -5.28 | -5.9
| 1.7 | 66.83 | 55.69 | 47.74 | 41.77 | 37.13 | 33.41 | 30.38 | 27.85 | 25.7 | 23.87 | 22.28 | 20.88 | 19.66 | 18.56 |  | 1.7 | 90.73 | 72.86 | 60.1 | 50.54 | 43.09 | 37.14 | 32.27 | 28.21 | 24.77 | 21.83 | 19.28 | 17.04 | 15.07 | 13.32 |  | 1.7 | 23.9 | 17.17 | 12.36 | 8.77 | 5.96 | 3.73 | 1.89 | 0.36 | -0.93 | -2.04 | -3 | -3.84 | -4.59 | -5.24
| 1.8 | 69.66 | 58.05 | 49.76 | 43.54 | 38.7 | 34.83 | 31.66 | 29.03 | 26.79 | 24.88 | 23.22 | 21.77 | 20.49 | 19.35 |  | 1.8 | 95.93 | 77.2 | 63.82 | 53.79 | 45.99 | 39.74 | 34.63 | 30.38 | 26.77 | 23.69 | 21.01 | 18.67 | 16.6 | 14.77 |  | 1.8 | 26.27 | 19.15 | 14.06 | 10.25 | 7.29 | 4.91 | 2.97 | 1.35 | -0.02 | -1.19 | -2.21 | -3.1 | -3.89 | -4.58
| 1.9 | 72.5 | 60.41 | 51.78 | 45.31 | 40.28 | 36.25 | 32.95 | 30.21 | 27.88 | 25.89 | 24.17 | 22.65 | 21.32 | 20.14 |  | 1.9 | 101.14 | 81.54 | 67.54 | 57.04 | 48.88 | 42.35 | 37 | 32.55 | 28.78 | 25.55 | 22.75 | 20.3 | 18.14 | 16.21 |  | 1.9 | 28.64 | 21.13 | 15.76 | 11.73 | 8.6 | 6.1 | 4.05 | 2.34 | 0.9 | -0.34 | -1.42 | -2.35 | -3.18 | -3.93
| 2 | 75.33 | 62.77 | 53.81 | 47.08 | 41.85 | 37.66 | 34.24 | 31.39 | 28.97 | 26.9 | 25.11 | 23.54 | 22.16 | 20.92 |  | 2 | 106.35 | 85.88 | 71.26 | 60.3 | 51.77 | 44.95 | 39.37 | 34.72 | 30.78 | 27.41 | 24.48 | 21.92 | 19.67 | 17.66 |  | 2 | 31.02 | 23.11 | 17.45 | 13.22 | 9.92 | 7.29 | 5.13 | 3.33 | 1.81 | 0.51 | -0.63 | -1.62 | -2.49 | -3.26
| 2.1 | 78.16 | 65.14 | 55.83 | 48.85 | 43.42 | 39.08 | 35.53 | 32.57 | 30.06 | 27.92 | 26.05 | 24.43 | 22.99 | 21.71 |  | 2.1 | 111.55 | 90.22 | 74.98 | 63.55 | 54.66 | 47.55 | 41.73 | 36.88 | 32.78 | 29.27 | 26.22 | 23.55 | 21.2 | 19.11 |  | 2.1 | 33.39 | 25.08 | 19.15 | 14.7 | 11.24 | 8.47 | 6.2 | 4.31 | 2.72 | 1.35 | 0.17 | -0.88 | -1.79 | -2.6
| 2.2 | 81 | 67.5 | 57.85 | 50.62 | 45 | 40.5 | 36.82 | 33.75 | 31.15 | 28.93 | 27 | 25.31 | 23.82 | 22.5 |  | 2.2 | 116.76 | 94.56 | 78.7 | 66.81 | 57.56 | 50.15 | 44.1 | 39.05 | 34.78 | 31.13 | 27.95 | 25.18 | 22.73 | 20.55 |  | 2.2 | 35.76 | 27.06 | 20.85 | 16.19 | 12.56 | 9.65 | 7.28 | 5.3 | 3.63 | 2.2 | 0.95 | -0.13 | -1.09 | -1.95
| 2.3 | 83.83 | 69.86 | 59.88 | 52.39 | 46.57 | 41.91 | 38.1 | 34.93 | 32.24 | 29.94 | 27.94 | 26.2 | 24.66 | 23.29 |  | 2.3 | 121.96 | 98.9 | 82.42 | 70.06 | 60.45 | 52.76 | 46.47 | 41.22 | 36.79 | 32.98 | 29.69 | 26.81 | 24.26 | 22 |  | 2.3 | 38.13 | 29.04 | 22.54 | 17.67 | 13.88 | 10.85 | 8.37 | 6.29 | 4.55 | 3.04 | 1.75 | 0.61 | -0.4 | -1.29
| 2.4 | 86.66 | 72.22 | 61.9 | 54.16 | 48.15 | 43.33 | 39.39 | 36.11 | 33.33 | 30.95 | 28.89 | 27.08 | 25.49 | 24.07 |  | 2.4 | 127.17 | 103.23 | 86.14 | 73.31 | 63.34 | 55.36 | 48.83 | 43.39 | 38.79 | 34.84 | 31.42 | 28.43 | 25.79 | 23.45 |  | 2.4 | 40.51 | 31.01 | 24.24 | 19.15 | 15.19 | 12.03 | 9.44 | 7.28 | 5.46 | 3.89 | 2.53 | 1.35 | 0.3 | -0.62

## LCOE Trend (PV+Storage)
LCOE for PV standalone and PV+storage projects (no retrofits, no tax credits) | [6 empty] | LCOE for PV standalone and PV+storage projects (no retrofits, with tax credits)
Sources: Berkeley Lab, Energy Information Administration
EIA Capex estimates for projects with 2024 COD are still preliminary both in scope and accuracy of individual data points and may not be representative of final numbers that will be published later by EIA.
Berkeley Lab did not include all preliminary data points after a data review and will provide revised estimates at a later update.
Berkeley Lab has at times more cost estimates for total system costs for hybrids than for individual solar and storage components (shown in the right most column)
Storage projects with storage capacity ratio >1 and storage retrofit projects were excluded from this analysis.
[11 empty] | Generation-Weighted Mean LCOE without Tax Credits (2024 $/MWhPV or PVS (Hybrids)) |  |  |  | Generation-Weighted Mean LCOE with Tax Credits (2024 $/MWhPV or PVS (Hybrids))
System COD | PV Count | Hybrid Component Count | Hybrid Total Count | PV PV Capacity MWAC | Hybrid Component PV Capacity MWAC | Hybrid Total PV Capacity MWAC | Hybrid Component Storage Capacity MW | Hybrid Total Storage Capacity MW | Hybrid Component Storage Energy MWh | Hybrid Total Storage Energy MWh | PV | Hybrid PV | Hybrid Storage | Hybrid Total | PV | Hybrid PV | Hybrid Storage | Hybrid Total
2021 | 116 | 9 | 16 | 9914.04 | 1064 | 1099.01 | 238.37 | 263.37 | 642.3 | 700.55 | 50.5 | 41.29 | 12.05 | 56.18 | 37.75 | 31.28 | 8.79 | 42.06
2022 | 112 | 18 | 22 | 6853.53 | 1798.2 | 1852.21 | 813.1 | 864.54 | 2665.51 | 2845.09 | 51.71 | 42.94 | 17.11 | 61.8 | 38.37 | 32.1 | 13.23 | 46.62
2023 | 166 | 23 | 32 | 13390.95 | 3306.28 | 3747.28 | 2073.5 | 2304.5 | 8224.4 | 9223.4 | 56.93 | 47.72 | 28.05 | 76.32 | 39.03 | 31.94 | 20.72 | 53.03
2024 | 202 | 23 | 32 | 22040.1 | 3920.5 | 5687.2 | 2283 | 3177.9 | 8562.7 | 10470.7 | 62.56 | 55.2 | 35.94 | 87.24 | 42.48 | 36.74 | 25.32 | 59.16
| 596 | 73 | 102 | 52198.62 | 10088.98 | 12385.7 | 5407.97 | 6610.31 | 20094.91 | 23239.74 |  |  |  | 14.31% |  |  |  | 11.56%

## LCOE by Region (PV+Storage)
LCOE for recent PV+storage projects (no retrofits, no tax credits) | [5 empty] | LCOE for recent PV+storage projects (no retrofits, with tax credits)
Sources: Berkeley Lab, Energy Information Administration
EIA Capex estimates for projects with 2024 COD are still preliminary both in scope and accuracy of individual data points and may not be representative of final numbers that will be published later by EIA.
Berkeley Lab did not include all preliminary data points after a data review and will provide revised estimates at a later update.
Berkeley Lab has at times more cost estimates for total system costs for hybrids than for individual solar and storage components (shown in the right most column)
Storage projects with storage capacity ratio >1 and storage retrofit projects were excluded from this analysis.
Region | Project Count | PV Capacity (MW) | Storage Capacity (MW) | Storage Energy (MWh) | PV Equivalent Duration (h) | Generation-Weighted Mean LCOE without Tax Credits (2024 $/MWh) | Generation-Weighted Mean LCOE with Tax Credits (2024 $/MWh)
ERCOT | 3 | 546 | 212.4 | 295 | 0.54007 | 71.1468 | 46.5612
West (non-ISO) | 21 | 4000.68 | 2561 | 9025.4 | 2.1902 | 79.5692 | 54.2077
CAISO | 28 | 4132.1 | 2378 | 9109.7 | 2.1944 | 83.1301 | 57.0521
MISO | 4 | 322.6 | 54 | 226.6 | 0.68959 | 88.7291 | 62.2786
Southeast (non-ISO) | 3 | 289.6 | 134 | 470 | 1.6069 | 106.6147 | 73.638
HI | 4 | 138.5 | 138.5 | 554 | 4 | 179.5624 | 132.3888

## LCOE vs. PPA Price (PV only)
Average levelized cost of energy versus average levelized PPA price, by commercial operation date
source: Berkeley Lab, following LCOE methods of NREL's ATB (https://atb.nrel.gov/electricity/2023/equations_&_variables)
Foundational EIA Capex estimates for projects with 2024 COD are still preliminary both in scope and accuracy of individual data points and may not be representative of final numbers that will be published later by EIA.
Berkeley Lab did not include all preliminary data points after a data review and will provide revised estimates at a later update.
sample on which the PPA average is based is more limited than the LCOE sample
loose match of annual average LCOE and PPA statistics by COD | [5 empty] | project-level match of LCOE and PPA data
COD Year | LCOE Project Count | LCOE Project Capacity Sum (MW) | Generation-Weighted LCOE without Tax Credits (2024$/MWh) | Generation-Weighted LCOE with Tax Credits (2024$/MWh) | Generation-Weighted PPA (2024$/MWh) | COD Year | LCOE Project Count | LCOE Project Capacity Sum (MW) | Generation-Weighted LCOE without Tax Credits (2024$/MWh) | Generation-Weighted LCOE with Tax Credits (2024$/MWh) | Generation-Weighted PPA (2024$/MWh)
2007 | 2 | 18.9 |  |  |  | 2007 | 1 | 6.9
2008 | 1 | 10 |  |  |  | 2008 | 1 | 10
2009 | 2 | 46 |  |  |  | 2009 | 1 | 21
2010 | 10 | 175.07 | 246.73 | 164.19 | 191.96 | 2010 | 6 | 134.22 | 210.25 | 140.97 | 189.54
2011 | 29 | 428.79 | 221.34 | 147.7 | 203.27 | 2011 | 9 | 182.56 | 215.4 | 143.56 | 215.96
2012 | 41 | 929.64 | 174.12 | 117.31 | 158.41 | 2012 | 15 | 565.02 | 152.26 | 103.07 | 163.36
2013 | 39 | 1591.35 | 154.37 | 103.53 | 146.99 | 2013 | 14 | 1067.55 | 151.26 | 101.24 | 144.6
2014 | 65 | 3320.48 | 146.97 | 98.81 | 147.81 | 2014 | 27 | 2825.94 | 147.53 | 99.05 | 154.73
2015 | 89 | 2920.49 | 117.39 | 80.07 | 110.22 | 2015 | 30 | 1619.03 | 119.6 | 80.96 | 109.32
2016 | 149 | 7741.29 | 87.19 | 60.53 | 67.91 | 2016 | 65 | 5030.66 | 82.3 | 57.28 | 68.57
2017 | 165 | 4225.84 | 89.34 | 62.34 | 55 | 2017 | 39 | 1869.91 | 82.66 | 57.69 | 55.83
2018 | 96 | 4161.42 | 72.23 | 50.99 | 50.44 | 2018 | 19 | 1382.55 | 70.92 | 49.33 | 49.38
2019 | 102 | 4525.36 | 61.02 | 45.1 | 39.08 | 2019 | 23 | 1656.75 | 52.81 | 39.28 | 38.15
2020 | 162 | 10210.44 | 50.66 | 37.69 | 31.06 | 2020 | 42 | 3608.9 | 45.27 | 33.65 | 30.99
2021 | 133 | 11679.65 | 49.32 | 36.9 | 26.56 | 2021 | 39 | 4008.6 | 48.23 | 35.95 | 27.91
2022 | 144 | 10704.23 | 48.83 | 36.27 | 24.11 | 2022 | 24 | 3027.2 | 45.16 | 33.43 | 24.8
2023 | 199 | 17786.13 | 53.42 | 36.16 | 25.61 | 2023 | 37 | 3828.57 | 49.67 | 33.18 | 27.39
2024 | 233 | 27455.4 | 59.76 | 40.23 | 30.19 | 2024 | 25 | 3965.6 | 49.62 | 32.39 | 24.75
2025 |  |  |  |  | 31.11 | 2025
2026 |  |  |  |  | 56.03 | 2026
2027 |  |  |  |  | 42.65 | 2027
2028 |  |  |  |  | 60.18 | 2028
Total | 1661 | 107930.48 |  |  |  | Total | 417 | 34810.96

## LCOE vs. PPA Price (PV+Storage)
Average levelized cost of energy versus average levelized PPA price of PV+battery projects, by commercial operation date
source: Berkeley Lab, following LCOE methods of NREL's ATB (https://atb.nrel.gov/electricity/2023/equations_&_variables)
Foundational EIA Capex estimates for projects with 2024 COD are still preliminary both in scope and accuracy of individual data points and may not be representative of final numbers that will be published later by EIA.
Berkeley Lab did not include all preliminary data points after a data review and will provide revised estimates at a later update.
sample on which the PPA average is based is more limited than the LCOE sample. Several projects sign multiple PPAs for shares of the overall project capacity.
loose match of annual average LCOE and PPA statistics by COD | [6 empty] | project-level match of LCOE and PPA data
COD Year | LCOE Project Count | LCOE Project Capacity Sum (MW) | Generation-Weighted LCOE without Tax Credits (2024$/MWh) | Generation-Weighted LCOE with Tax Credits (2024$/MWh) | PPA Count | Generation-Weighted PPA (2024$/MWh) | COD Year | LCOE Project Count | LCOE Project Capacity Sum (MW) | Generation-Weighted LCOE without Tax Credits (2024$/MWh) | Generation-Weighted LCOE with Tax Credits (2024$/MWh) | Generation-Weighted PPA (2024$/MWh) | Generation-Weighted PPA (2024$/MWh)
2018 | 2 | 40 |  |  | 2 |  | 2018 | 2 | 40
2019 | 5 | 110 | 93.3 | 65.99 | 1 |  | 2019
2020 | 2 | 10 |  |  | 1 |  | 2020
2021 | 16 | 1099.01 | 56.18 | 42.06 | 6 | 32.5 | 2021 | 3 | 444 | 43.56 | 33.31 | 31 | 31
2022 | 22 | 1852.21 | 61.8 | 46.62 | 12 | 37.8 | 2022 | 8 | 1112.5 | 55.53 | 42.02 | 33.45 | 33.45
2023 | 32 | 3747.28 | 76.32 | 53.03 | 39 | 38.11 | 2023 | 16 | 2311.6 | 70.15 | 47.07 | 37.7 | 37.7
2024 | 32 | 5687.2 | 87.24 | 59.16 | 15 | 41.91 | 2024 | 10 | 2342.6 | 76.17 | 50.15 | 39.16 | 39.16
2025 |  |  |  |  | 4 | 44.03 | 2025
2026 |  |  |  |  | 3 | 74.35 | 2026
2027 |  |  |  |  | 3 | 66.24 | 2027
Total | 104 | 12395.7 |  |  |  |  | Total | 37 | 6210.7

## PPA Price by Project (PV only)
Levelized PPA prices by region, contract size, and PPA execution date: full sample (PV only--no PV+battery included here) | [11 empty] | Levelized PPA prices by region, contract size, and PPA execution date: recent sample (PV only) | [9 empty] | Levelized PPA prices by consolidated region, contract size, and PPA execution date: full sample (PV only) |  |  | Levelized PPA prices by consolidated region, contract size, and PPA execution date: recent sample (PV only) | Levelized PPA prices by region, contract size, and PPA execution date (with non-Hawaii time trend) -- PV only
Source: Berkeley Lab, FERC, NYSERDA
Notes: Prices are levelized over the full term of each contract, after accounting for any escalation rates and/or time-of-delivery factors. We deflate the nominal dollar price series to 2023 dollars using the GDP deflator (actual deflators historically, along with projected future deflators from the EIA’s Annual Energy Outlook 2023), and then levelize the resulting price series using a 4% real discount rate.
PPA Execution Date | Capacity (MW) | Term (years) | CAISO | West (non-ISO) | MISO | SPP | ERCOT | PJM | NYISO | ISO-NE | Southeast (non-ISO) | Hawaii | Hawaii | West | Central | Northeast | Southeast | Note: Hawaii = Hawaii; West = CAISO, West (non-ISO); Central = MISO, SPP, ERCOT; Northeast = PJM, NYISO, ISO-NE; Southeast = Southeast (non-ISO)
2006-09-01 | 7 | 20 | #N/A | 280.7037 | #N/A | #N/A | #N/A | #N/A | #N/A | #N/A | #N/A | #N/A | #N/A | 280.7037 | #N/A | #N/A | #N/A
2007-06-25 | 5 | 20 | 253.185 | #N/A | #N/A | #N/A | #N/A | #N/A | #N/A | #N/A | #N/A | #N/A | #N/A | 253.185 | #N/A | #N/A | #N/A |  |  | Non-HI Gen-Wgtd Avg |  |  | LevelTen Market-Averaged Continental | Trio Average
2008-07-01 | 550 | 25 | 170.7732 | #N/A | #N/A | #N/A | #N/A | #N/A | #N/A | #N/A | #N/A | #N/A | #N/A | 170.7732 | #N/A | #N/A | #N/A |  | PPA Execution Year | 2024 $/MWh | Sample count | Sample MW | 2024 $/MWh | 2024 $/MWh
2008-07-23 | 210 | 25 | 148.7274 | #N/A | #N/A | #N/A | #N/A | #N/A | #N/A | #N/A | #N/A | #N/A | #N/A | 148.7274 | #N/A | #N/A | #N/A |  | 2009 | 187.07 | 16 | 1029.68
2008-12-19 | 10 | 20 | 196.1542 | #N/A | #N/A | #N/A | #N/A | #N/A | #N/A | #N/A | #N/A | #N/A | #N/A | 196.1542 | #N/A | #N/A | #N/A |  | 2010 | 153.43 | 31 | 1753.45
2009-02-23 | 30 | 25 | #N/A | 152.154 | #N/A | #N/A | #N/A | #N/A | #N/A | #N/A | #N/A | #N/A | #N/A | 152.154 | #N/A | #N/A | #N/A |  | 2011 | 124.02 | 20 | 1805
2009-03-01 | 30 | 25 | #N/A | #N/A | #N/A | #N/A | 180.6546 | #N/A | #N/A | #N/A | #N/A | #N/A | #N/A | #N/A | 180.6546 | #N/A | #N/A |  | 2012 | 96.21 | 19 | 1112.8
2009-03-05 | 19 | 20 | #N/A | 171.9412 | #N/A | #N/A | #N/A | #N/A | #N/A | #N/A | #N/A | #N/A | #N/A | 171.9412 | #N/A | #N/A | #N/A |  | 2013 | 74.88 | 23 | 696.114
2009-05-01 | 12.6 | 30 | #N/A | #N/A | #N/A | #N/A | #N/A | #N/A | #N/A | #N/A | 236.0751 | #N/A | #N/A | #N/A | #N/A | #N/A | 236.0751 |  | 2014 | 61.69 | 43 | 2232.216
2009-05-08 | 230 | 25 | 165.8673 | #N/A | #N/A | #N/A | #N/A | #N/A | #N/A | #N/A | #N/A | #N/A | #N/A | 165.8673 | #N/A | #N/A | #N/A |  | 2015 | 49.84 | 59 | 3591.717
2009-06-01 | 20 | 25 | #N/A | 147.1977 | #N/A | #N/A | #N/A | #N/A | #N/A | #N/A | #N/A | #N/A | #N/A | 147.1977 | #N/A | #N/A | #N/A |  | 2016 | 41.43 | 25 | 1501.26
2009-06-01 | 14 | 30 | #N/A | #N/A | #N/A | #N/A | 227.1969 | #N/A | #N/A | #N/A | #N/A | #N/A | #N/A | #N/A | 227.1969 | #N/A | #N/A |  | 2017 | 35.06 | 45 | 2694.33
2009-06-01 | 10.08 | 20 | #N/A | #N/A | #N/A | #N/A | #N/A | 259.6676 | #N/A | #N/A | #N/A | #N/A | #N/A | #N/A | #N/A | 259.6676 | #N/A |  | 2018 | 28.75 | 62 | 4693.0995 | 28.9673
2009-06-22 | 48 | 20 | 194.3615 | #N/A | #N/A | #N/A | #N/A | #N/A | #N/A | #N/A | #N/A | #N/A | #N/A | 194.3615 | #N/A | #N/A | #N/A |  | 2019 | 24.16 | 53 | 5117.7277 | 26.8279
2009-08-17 | 250 | 20 | 164.4117 | #N/A | #N/A | #N/A | #N/A | #N/A | #N/A | #N/A | #N/A | #N/A | #N/A | 164.4117 | #N/A | #N/A | #N/A |  | 2020 | 25.75 | 41 | 3781.76 | 27.199
2009-09-08 | 250 | 25 | 233.8455 | #N/A | #N/A | #N/A | #N/A | #N/A | #N/A | #N/A | #N/A | #N/A | #N/A | 233.8455 | #N/A | #N/A | #N/A |  | 2021 | 22.4 | 29 | 3453 | 29.5245 | 31.8463
2009-11-20 | 21 | 20 | 136.5907 | #N/A | #N/A | #N/A | #N/A | #N/A | #N/A | #N/A | #N/A | #N/A | #N/A | 136.5907 | #N/A | #N/A | #N/A |  | 2022 | 34.04 | 23 | 1857.8 | 36.5251 | 42.3963
2009-12-23 | 50 | 20 | #N/A | #N/A | #N/A | 150.8337 | #N/A | #N/A | #N/A | #N/A | #N/A | #N/A | #N/A | #N/A | 150.8337 | #N/A | #N/A |  | 2023 | 50.61 | 17 | 2147.41 | 44.3482 | 48.9836
2009-12-24 | 6 | 20 | 288.6225 | #N/A | #N/A | #N/A | #N/A | #N/A | #N/A | #N/A | #N/A | #N/A | #N/A | 288.6225 | #N/A | #N/A | #N/A |  | 2024 | 48.16 | 24 | 2693.52 | 46.9021 | 54.1548
2009-12-24 | 19 | 20 | 288.6225 | #N/A | #N/A | #N/A | #N/A | #N/A | #N/A | #N/A | #N/A | #N/A | #N/A | 288.6225 | #N/A | #N/A | #N/A |  | 2025 |  | 5 | 452.15 | 48.0149 | 54.563
2009-12-24 | 20 | 20 | 288.6225 | #N/A | #N/A | #N/A | #N/A | #N/A | #N/A | #N/A | #N/A | #N/A | #N/A | 288.6225 | #N/A | #N/A | #N/A
2010-01-26 | 50 | 24 | 186.7628 | #N/A | #N/A | #N/A | #N/A | #N/A | #N/A | #N/A | #N/A | #N/A | #N/A | 186.7628 | #N/A | #N/A | #N/A
2010-01-26 | 20 | 24 | 186.7628 | #N/A | #N/A | #N/A | #N/A | #N/A | #N/A | #N/A | #N/A | #N/A | #N/A | 186.7628 | #N/A | #N/A | #N/A
2010-01-26 | 20 | 25 | 190.6146 | #N/A | #N/A | #N/A | #N/A | #N/A | #N/A | #N/A | #N/A | #N/A | #N/A | 190.6146 | #N/A | #N/A | #N/A
2010-02-02 | 50 | 25 | #N/A | 156.978 | #N/A | #N/A | #N/A | #N/A | #N/A | #N/A | #N/A | #N/A | #N/A | 156.978 | #N/A | #N/A | #N/A
2010-02-24 | 300 | 25 | 160.9508 | #N/A | #N/A | #N/A | #N/A | #N/A | #N/A | #N/A | #N/A | #N/A | #N/A | 160.9508 | #N/A | #N/A | #N/A
2010-03-06 | 40 | 25 | 153.7062 | #N/A | #N/A | #N/A | #N/A | #N/A | #N/A | #N/A | #N/A | #N/A | #N/A | 153.7062 | #N/A | #N/A | #N/A
2010-04-19 | 29 | 20 | #N/A | 119.7424 | #N/A | #N/A | #N/A | #N/A | #N/A | #N/A | #N/A | #N/A | #N/A | 119.7424 | #N/A | #N/A | #N/A
2010-04-21 | 66 | 20 | 160.4185 | #N/A | #N/A | #N/A | #N/A | #N/A | #N/A | #N/A | #N/A | #N/A | #N/A | 160.4185 | #N/A | #N/A | #N/A
2010-04-29 | 25 | 20 | #N/A | 150.3057 | #N/A | #N/A | #N/A | #N/A | #N/A | #N/A | #N/A | #N/A | #N/A | 150.3057 | #N/A | #N/A | #N/A
2010-05-10 | 125 | 20 | 151.644 | #N/A | #N/A | #N/A | #N/A | #N/A | #N/A | #N/A | #N/A | #N/A | #N/A | 151.644 | #N/A | #N/A | #N/A
2010-05-20 | 25.8 | 25 | 181.378 | #N/A | #N/A | #N/A | #N/A | #N/A | #N/A | #N/A | #N/A | #N/A | #N/A | 181.378 | #N/A | #N/A | #N/A
2010-06-01 | 32 | 20 | #N/A | #N/A | #N/A | #N/A | #N/A | #N/A | 363.3955 | #N/A | #N/A | #N/A | #N/A | #N/A | #N/A | 363.3955 | #N/A
2010-06-01 | 20 | 20 | #N/A | 150.3057 | #N/A | #N/A | #N/A | #N/A | #N/A | #N/A | #N/A | #N/A | #N/A | 150.3057 | #N/A | #N/A | #N/A
2010-06-24 | 23 | 20 | #N/A | 147.0564 | #N/A | #N/A | #N/A | #N/A | #N/A | #N/A | #N/A | #N/A | #N/A | 147.0564 | #N/A | #N/A | #N/A
2010-06-30 | 12 | 25 | #N/A | 113.9625 | #N/A | #N/A | #N/A | #N/A | #N/A | #N/A | #N/A | #N/A | #N/A | 113.9625 | #N/A | #N/A | #N/A
2010-06-30 | 10 | 25 | #N/A | 113.9458 | #N/A | #N/A | #N/A | #N/A | #N/A | #N/A | #N/A | #N/A | #N/A | 113.9458 | #N/A | #N/A | #N/A
2010-07-26 | 20 | 25 | #N/A | 151.5367 | #N/A | #N/A | #N/A | #N/A | #N/A | #N/A | #N/A | #N/A | #N/A | 151.5367 | #N/A | #N/A | #N/A
2010-07-29 | 150 | 20 | 179.361 | #N/A | #N/A | #N/A | #N/A | #N/A | #N/A | #N/A | #N/A | #N/A | #N/A | 179.361 | #N/A | #N/A | #N/A
2010-07-29 | 45 | 20 | 146.7706 | #N/A | #N/A | #N/A | #N/A | #N/A | #N/A | #N/A | #N/A | #N/A | #N/A | 146.7706 | #N/A | #N/A | #N/A
2010-08-10 | 30 | 25 | #N/A | 151.3488 | #N/A | #N/A | #N/A | #N/A | #N/A | #N/A | #N/A | #N/A | #N/A | 151.3488 | #N/A | #N/A | #N/A
2010-08-10 | 5.5 | 20 | #N/A | #N/A | #N/A | #N/A | #N/A | #N/A | #N/A | #N/A | 220.9062 | #N/A | #N/A | #N/A | #N/A | #N/A | 220.9062
2010-08-24 | 23 | 30 | #N/A | 128.5378 | #N/A | #N/A | #N/A | #N/A | #N/A | #N/A | #N/A | #N/A | #N/A | 128.5378 | #N/A | #N/A | #N/A
2010-09-20 | 62.5 | 20 | 146.4997 | #N/A | #N/A | #N/A | #N/A | #N/A | #N/A | #N/A | #N/A | #N/A | #N/A | 146.4997 | #N/A | #N/A | #N/A
2010-11-10 | 130 | 25 | 148.4384 | #N/A | #N/A | #N/A | #N/A | #N/A | #N/A | #N/A | #N/A | #N/A | #N/A | 148.4384 | #N/A | #N/A | #N/A
2010-11-15 | 14 | 20 | 91.0239 | #N/A | #N/A | #N/A | #N/A | #N/A | #N/A | #N/A | #N/A | #N/A | #N/A | 91.0239 | #N/A | #N/A | #N/A
2010-11-15 | 20 | 20 | 88.1786 | #N/A | #N/A | #N/A | #N/A | #N/A | #N/A | #N/A | #N/A | #N/A | #N/A | 88.1786 | #N/A | #N/A | #N/A
2010-12-01 | 9 | 20 | #N/A | 157.4035 | #N/A | #N/A | #N/A | #N/A | #N/A | #N/A | #N/A | #N/A | #N/A | 157.4035 | #N/A | #N/A | #N/A
2010-12-01 | 7.65 | 25 | #N/A | #N/A | #N/A | #N/A | #N/A | #N/A | #N/A | #N/A | 166.7639 | #N/A | #N/A | #N/A | #N/A | #N/A | 166.7639
2010-12-21 | 60 | 20 | 151.0085 | #N/A | #N/A | #N/A | #N/A | #N/A | #N/A | #N/A | #N/A | #N/A | #N/A | 151.0085 | #N/A | #N/A | #N/A
2010-12-30 | 309 | 20 | 128.7213 | #N/A | #N/A | #N/A | #N/A | #N/A | #N/A | #N/A | #N/A | #N/A | #N/A | 128.7213 | #N/A | #N/A | #N/A
2010-12-30 | 20 | 20 | 169.0612 | #N/A | #N/A | #N/A | #N/A | #N/A | #N/A | #N/A | #N/A | #N/A | #N/A | 169.0612 | #N/A | #N/A | #N/A
2011-01-05 | 270 | 20 | 129.0099 | #N/A | #N/A | #N/A | #N/A | #N/A | #N/A | #N/A | #N/A | #N/A | #N/A | 129.0099 | #N/A | #N/A | #N/A
2011-01-07 | 110 | 20 | 145.2841 | #N/A | #N/A | #N/A | #N/A | #N/A | #N/A | #N/A | #N/A | #N/A | #N/A | 145.2841 | #N/A | #N/A | #N/A
2011-01-25 | 26 | 25 | 152.5566 | #N/A | #N/A | #N/A | #N/A | #N/A | #N/A | #N/A | #N/A | #N/A | #N/A | 152.5566 | #N/A | #N/A | #N/A
2011-02-07 | 250 | 20 | #N/A | 134.8109 | #N/A | #N/A | #N/A | #N/A | #N/A | #N/A | #N/A | #N/A | #N/A | 134.8109 | #N/A | #N/A | #N/A
2011-02-11 | 30 | 25 | #N/A | 128.6252 | #N/A | #N/A | #N/A | #N/A | #N/A | #N/A | #N/A | #N/A | #N/A | 128.6252 | #N/A | #N/A | #N/A
2011-02-11 | 20 | 25 | #N/A | 131.9979 | #N/A | #N/A | #N/A | #N/A | #N/A | #N/A | #N/A | #N/A | #N/A | 131.9979 | #N/A | #N/A | #N/A
2011-03-08 | 150 | 26 | 105.9911 | #N/A | #N/A | #N/A | #N/A | #N/A | #N/A | #N/A | #N/A | #N/A | #N/A | 105.9911 | #N/A | #N/A | #N/A
2011-06-03 | 110 | 25 | 134.7722 | #N/A | #N/A | #N/A | #N/A | #N/A | #N/A | #N/A | #N/A | #N/A | #N/A | 134.7722 | #N/A | #N/A | #N/A
2011-06-03 | 127 | 25 | #N/A | 125.0763 | #N/A | #N/A | #N/A | #N/A | #N/A | #N/A | #N/A | #N/A | #N/A | 125.0763 | #N/A | #N/A | #N/A
2011-06-21 | 150 | 25 | 120.9076 | #N/A | #N/A | #N/A | #N/A | #N/A | #N/A | #N/A | #N/A | #N/A | #N/A | 120.9076 | #N/A | #N/A | #N/A
2011-07-08 | 24 | 25 | 140.5518 | #N/A | #N/A | #N/A | #N/A | #N/A | #N/A | #N/A | #N/A | #N/A | #N/A | 140.5518 | #N/A | #N/A | #N/A
2011-07-14 | 20 | 25 | 113.1655 | #N/A | #N/A | #N/A | #N/A | #N/A | #N/A | #N/A | #N/A | #N/A | #N/A | 113.1655 | #N/A | #N/A | #N/A
2011-07-18 | 6 | 20 | #N/A | #N/A | #N/A | #N/A | #N/A | #N/A | #N/A | #N/A | #N/A | 222.3245 | 222.3245 | #N/A | #N/A | #N/A | #N/A
2011-07-21 | 150 | 25 | 133.1111 | #N/A | #N/A | #N/A | #N/A | #N/A | #N/A | #N/A | #N/A | #N/A | #N/A | 133.1111 | #N/A | #N/A | #N/A
2011-09-29 | 250 | 20 | 96.3085 | #N/A | #N/A | #N/A | #N/A | #N/A | #N/A | #N/A | #N/A | #N/A | #N/A | 96.3085 | #N/A | #N/A | #N/A
2011-10-01 | 9 | 20 | #N/A | 155.9273 | #N/A | #N/A | #N/A | #N/A | #N/A | #N/A | #N/A | #N/A | #N/A | 155.9273 | #N/A | #N/A | #N/A
2011-12-01 | 20 | 20 | #N/A | #N/A | #N/A | #N/A | #N/A | 255.6732 | #N/A | #N/A | #N/A | #N/A | #N/A | #N/A | #N/A | 255.6732 | #N/A
2011-12-08 | 19 | 20 | #N/A | 122.101 | #N/A | #N/A | #N/A | #N/A | #N/A | #N/A | #N/A | #N/A | #N/A | 122.101 | #N/A | #N/A | #N/A
2011-12-20 | 20 | 30 | #N/A | 95.0338 | #N/A | #N/A | #N/A | #N/A | #N/A | #N/A | #N/A | #N/A | #N/A | 95.0338 | #N/A | #N/A | #N/A
2011-12-20 | 30 | 20 | #N/A | #N/A | #N/A | #N/A | #N/A | #N/A | #N/A | #N/A | 128.7057 | #N/A | #N/A | #N/A | #N/A | #N/A | 128.7057
2011-12-20 | 20 | 30 | #N/A | 93.3901 | #N/A | #N/A | #N/A | #N/A | #N/A | #N/A | #N/A | #N/A | #N/A | 93.3901 | #N/A | #N/A | #N/A
2012-01-01 | 15 | 30 | #N/A | 95.799 | #N/A | #N/A | #N/A | #N/A | #N/A | #N/A | #N/A | #N/A | #N/A | 95.799 | #N/A | #N/A | #N/A
2012-01-01 | 15 | 30 | #N/A | 85.949 | #N/A | #N/A | #N/A | #N/A | #N/A | #N/A | #N/A | #N/A | #N/A | 85.949 | #N/A | #N/A | #N/A
2012-02-03 | 200 | 25 | 99.163 | #N/A | #N/A | #N/A | #N/A | #N/A | #N/A | #N/A | #N/A | #N/A | #N/A | 99.163 | #N/A | #N/A | #N/A
2012-02-27 | 20 | 20 | 91.1697 | #N/A | #N/A | #N/A | #N/A | #N/A | #N/A | #N/A | #N/A | #N/A | #N/A | 91.1697 | #N/A | #N/A | #N/A
2012-07-03 | 20 | 20 | 103.0414 | #N/A | #N/A | #N/A | #N/A | #N/A | #N/A | #N/A | #N/A | #N/A | #N/A | 103.0414 | #N/A | #N/A | #N/A
2012-07-03 | 20 | 20 | 109.3947 | #N/A | #N/A | #N/A | #N/A | #N/A | #N/A | #N/A | #N/A | #N/A | #N/A | 109.3947 | #N/A | #N/A | #N/A
2012-08-03 | 20 | 3 | 104.376 | #N/A | #N/A | #N/A | #N/A | #N/A | #N/A | #N/A | #N/A | #N/A | #N/A | 104.376 | #N/A | #N/A | #N/A
2012-08-13 | 20 | 20 | 106.2157 | #N/A | #N/A | #N/A | #N/A | #N/A | #N/A | #N/A | #N/A | #N/A | #N/A | 106.2157 | #N/A | #N/A | #N/A
2012-08-16 | 102 | 20 | 103.8522 | #N/A | #N/A | #N/A | #N/A | #N/A | #N/A | #N/A | #N/A | #N/A | #N/A | 103.8522 | #N/A | #N/A | #N/A
2012-08-29 | 20 | 20 | 100.765 | #N/A | #N/A | #N/A | #N/A | #N/A | #N/A | #N/A | #N/A | #N/A | #N/A | 100.765 | #N/A | #N/A | #N/A
2012-08-31 | 250 | 20 | #N/A | 102.9261 | #N/A | #N/A | #N/A | #N/A | #N/A | #N/A | #N/A | #N/A | #N/A | 102.9261 | #N/A | #N/A | #N/A
2012-09-17 | 20 | 20 | 97.9956 | #N/A | #N/A | #N/A | #N/A | #N/A | #N/A | #N/A | #N/A | #N/A | #N/A | 97.9956 | #N/A | #N/A | #N/A
2012-09-17 | 20.8 | 20 | 117.2443 | #N/A | #N/A | #N/A | #N/A | #N/A | #N/A | #N/A | #N/A | #N/A | #N/A | 117.2443 | #N/A | #N/A | #N/A
2012-10-17 | 10 | 20 | 101.2916 | #N/A | #N/A | #N/A | #N/A | #N/A | #N/A | #N/A | #N/A | #N/A | #N/A | 101.2916 | #N/A | #N/A | #N/A
2012-10-25 | 50 | 20 | #N/A | 62.7939 | #N/A | #N/A | #N/A | #N/A | #N/A | #N/A | #N/A | #N/A | #N/A | 62.7939 | #N/A | #N/A | #N/A
2012-11-01 | 20 | 25 | 79.5258 | #N/A | #N/A | #N/A | #N/A | #N/A | #N/A | #N/A | #N/A | #N/A | #N/A | 79.5258 | #N/A | #N/A | #N/A
2012-11-15 | 20 | 25 | 91.3589 | #N/A | #N/A | #N/A | #N/A | #N/A | #N/A | #N/A | #N/A | #N/A | #N/A | 91.3589 | #N/A | #N/A | #N/A
2012-12-12 | 250 | 25 | #N/A | 88.7445 | #N/A | #N/A | #N/A | #N/A | #N/A | #N/A | #N/A | #N/A | #N/A | 88.7445 | #N/A | #N/A | #N/A
2012-12-13 | 20 | 20 | #N/A | 95.5716 | #N/A | #N/A | #N/A | #N/A | #N/A | #N/A | #N/A | #N/A | #N/A | 95.5716 | #N/A | #N/A | #N/A
2013-02-04 | 28.8 | 15 | #N/A | #N/A | 113.4219 | #N/A | #N/A | #N/A | #N/A | #N/A | #N/A | #N/A | #N/A | #N/A | 113.4219 | #N/A | #N/A
2013-02-28 | 45 | 20 | 89.8644 | #N/A | #N/A | #N/A | #N/A | #N/A | #N/A | #N/A | #N/A | #N/A | #N/A | 89.8644 | #N/A | #N/A | #N/A
2013-03-22 | 20 | 20 | 102.5528 | #N/A | #N/A | #N/A | #N/A | #N/A | #N/A | #N/A | #N/A | #N/A | #N/A | 102.5528 | #N/A | #N/A | #N/A
2013-03-22 | 20 | 20 | 100.9776 | #N/A | #N/A | #N/A | #N/A | #N/A | #N/A | #N/A | #N/A | #N/A | #N/A | 100.9776 | #N/A | #N/A | #N/A
2013-03-25 | 20 | 20 | 85.0403 | #N/A | #N/A | #N/A | #N/A | #N/A | #N/A | #N/A | #N/A | #N/A | #N/A | 85.0403 | #N/A | #N/A | #N/A
2013-04-10 | 20 | 20 | 97.6202 | #N/A | #N/A | #N/A | #N/A | #N/A | #N/A | #N/A | #N/A | #N/A | #N/A | 97.6202 | #N/A | #N/A | #N/A
2013-04-16 | 20 | 15 | 71.7752 | #N/A | #N/A | #N/A | #N/A | #N/A | #N/A | #N/A | #N/A | #N/A | #N/A | 71.7752 | #N/A | #N/A | #N/A
2013-06-01 | 20 | 30 | 64.2309 | #N/A | #N/A | #N/A | #N/A | #N/A | #N/A | #N/A | #N/A | #N/A | #N/A | 64.2309 | #N/A | #N/A | #N/A
2013-06-03 | 48 | 25 | #N/A | 73.1465 | #N/A | #N/A | #N/A | #N/A | #N/A | #N/A | #N/A | #N/A | #N/A | 73.1465 | #N/A | #N/A | #N/A
2013-06-03 | 40 | 25 | #N/A | 74.1269 | #N/A | #N/A | #N/A | #N/A | #N/A | #N/A | #N/A | #N/A | #N/A | 74.1269 | #N/A | #N/A | #N/A
2013-06-19 | 12 | 25 | #N/A | #N/A | #N/A | #N/A | #N/A | #N/A | #N/A | #N/A | #N/A | 169.9778 | 169.9778 | #N/A | #N/A | #N/A | #N/A
2013-07-03 | 50 | 25 | #N/A | 62.7322 | #N/A | #N/A | #N/A | #N/A | #N/A | #N/A | #N/A | #N/A | #N/A | 62.7322 | #N/A | #N/A | #N/A
2013-07-10 | 40 | 30 | 64.0168 | #N/A | #N/A | #N/A | #N/A | #N/A | #N/A | #N/A | #N/A | #N/A | #N/A | 64.0168 | #N/A | #N/A | #N/A
2013-07-10 | 20 | 30 | 68.6712 | #N/A | #N/A | #N/A | #N/A | #N/A | #N/A | #N/A | #N/A | #N/A | #N/A | 68.6712 | #N/A | #N/A | #N/A
2013-07-17 | 20 | 10 | 94.4017 | #N/A | #N/A | #N/A | #N/A | #N/A | #N/A | #N/A | #N/A | #N/A | #N/A | 94.4017 | #N/A | #N/A | #N/A
2013-07-17 | 12 | 10 | 94.4017 | #N/A | #N/A | #N/A | #N/A | #N/A | #N/A | #N/A | #N/A | #N/A | #N/A | 94.4017 | #N/A | #N/A | #N/A
2013-09-06 | 15 | 20 | 74.0283 | #N/A | #N/A | #N/A | #N/A | #N/A | #N/A | #N/A | #N/A | #N/A | #N/A | 74.0283 | #N/A | #N/A | #N/A
2013-09-19 | 20 | 20 | #N/A | #N/A | #N/A | #N/A | #N/A | #N/A | #N/A | 110.6856 | #N/A | #N/A | #N/A | #N/A | #N/A | 110.6856 | #N/A
2013-09-27 | 20 | 20 | 70.7098 | #N/A | #N/A | #N/A | #N/A | #N/A | #N/A | #N/A | #N/A | #N/A | #N/A | 70.7098 | #N/A | #N/A | #N/A
2013-10-09 | 20 | 25 | 73.4 | #N/A | #N/A | #N/A | #N/A | #N/A | #N/A | #N/A | #N/A | #N/A | #N/A | 73.4 | #N/A | #N/A | #N/A
2013-10-22 | 20 | 20 | 70.9679 | #N/A | #N/A | #N/A | #N/A | #N/A | #N/A | #N/A | #N/A | #N/A | #N/A | 70.9679 | #N/A | #N/A | #N/A
2013-12-01 | 7.314 | 25 | 90.4907 | #N/A | #N/A | #N/A | #N/A | #N/A | #N/A | #N/A | #N/A | #N/A | #N/A | 90.4907 | #N/A | #N/A | #N/A
2013-12-06 | 20 | 20 | #N/A | #N/A | #N/A | #N/A | #N/A | #N/A | #N/A | #N/A | 74.5789 | #N/A | #N/A | #N/A | #N/A | #N/A | 74.5789
2013-12-19 | 150 | 15 | 61.3528 | #N/A | #N/A | #N/A | #N/A | #N/A | #N/A | #N/A | #N/A | #N/A | #N/A | 61.3528 | #N/A | #N/A | #N/A
2014-01-30 | 7 | 20 | 76.3369 | #N/A | #N/A | #N/A | #N/A | #N/A | #N/A | #N/A | #N/A | #N/A | #N/A | 76.3369 | #N/A | #N/A | #N/A
2014-02-20 | 10.416 | 30 | #N/A | 53.523 | #N/A | #N/A | #N/A | #N/A | #N/A | #N/A | #N/A | #N/A | #N/A | 53.523 | #N/A | #N/A | #N/A
2014-03-17 | 20 | 25 | 69.7289 | #N/A | #N/A | #N/A | #N/A | #N/A | #N/A | #N/A | #N/A | #N/A | #N/A | 69.7289 | #N/A | #N/A | #N/A
2014-03-26 | 25 | 34 | 64.5909 | #N/A | #N/A | #N/A | #N/A | #N/A | #N/A | #N/A | #N/A | #N/A | #N/A | 64.5909 | #N/A | #N/A | #N/A
2014-04-01 | 10.3 | 20 | #N/A | #N/A | #N/A | #N/A | #N/A | 72.3069 | #N/A | #N/A | #N/A | #N/A | #N/A | #N/A | #N/A | 72.3069 | #N/A
2014-05-01 | 150 | 20 | #N/A | #N/A | #N/A | #N/A | 48.1737 | #N/A | #N/A | #N/A | #N/A | #N/A | #N/A | #N/A | 48.1737 | #N/A | #N/A
2014-05-27 | 30 | 25 | #N/A | 68.8803 | #N/A | #N/A | #N/A | #N/A | #N/A | #N/A | #N/A | #N/A | #N/A | 68.8803 | #N/A | #N/A | #N/A
2014-06-01 | 20 | 25 | #N/A | #N/A | #N/A | #N/A | #N/A | #N/A | #N/A | #N/A | 72.0381 | #N/A | #N/A | #N/A | #N/A | #N/A | 72.0381
2014-06-12 | 30 | 20 | 63.0119 | #N/A | #N/A | #N/A | #N/A | #N/A | #N/A | #N/A | #N/A | #N/A | #N/A | 63.0119 | #N/A | #N/A | #N/A
2014-07-18 | 93.6 | 20 | 61.9042 | #N/A | #N/A | #N/A | #N/A | #N/A | #N/A | #N/A | #N/A | #N/A | #N/A | 61.9042 | #N/A | #N/A | #N/A
2014-07-23 | 45 | 20 | 63.228 | #N/A | #N/A | #N/A | #N/A | #N/A | #N/A | #N/A | #N/A | #N/A | #N/A | 63.228 | #N/A | #N/A | #N/A
2014-07-24 | 56 | 25 | #N/A | 62.5113 | #N/A | #N/A | #N/A | #N/A | #N/A | #N/A | #N/A | #N/A | #N/A | 62.5113 | #N/A | #N/A | #N/A
2014-07-24 | 56 | 25 | #N/A | 63.127 | #N/A | #N/A | #N/A | #N/A | #N/A | #N/A | #N/A | #N/A | #N/A | 63.127 | #N/A | #N/A | #N/A
2014-07-31 | 200 | 18 | 49.8331 | #N/A | #N/A | #N/A | #N/A | #N/A | #N/A | #N/A | #N/A | #N/A | #N/A | 49.8331 | #N/A | #N/A | #N/A
2014-08-19 | 100 | 25 | #N/A | 66.0039 | #N/A | #N/A | #N/A | #N/A | #N/A | #N/A | #N/A | #N/A | #N/A | 66.0039 | #N/A | #N/A | #N/A
2014-08-25 | 60 | 20 | #N/A | 67.1581 | #N/A | #N/A | #N/A | #N/A | #N/A | #N/A | #N/A | #N/A | #N/A | 67.1581 | #N/A | #N/A | #N/A
2014-09-03 | 60 | 25 | 54.9303 | #N/A | #N/A | #N/A | #N/A | #N/A | #N/A | #N/A | #N/A | #N/A | #N/A | 54.9303 | #N/A | #N/A | #N/A
2014-09-04 | 52 | 20 | #N/A | 51.3856 | #N/A | #N/A | #N/A | #N/A | #N/A | #N/A | #N/A | #N/A | #N/A | 51.3856 | #N/A | #N/A | #N/A
2014-09-04 | 120 | 25 | #N/A | 61.1709 | #N/A | #N/A | #N/A | #N/A | #N/A | #N/A | #N/A | #N/A | #N/A | 61.1709 | #N/A | #N/A | #N/A
2014-10-03 | 30 | 15 | 66.1047 | #N/A | #N/A | #N/A | #N/A | #N/A | #N/A | #N/A | #N/A | #N/A | #N/A | 66.1047 | #N/A | #N/A | #N/A
2014-10-08 | 101.3 | 30 | #N/A | #N/A | #N/A | #N/A | #N/A | #N/A | #N/A | #N/A | 58.1053 | #N/A | #N/A | #N/A | #N/A | #N/A | 58.1053
2014-10-08 | 51 | 30 | #N/A | #N/A | #N/A | #N/A | #N/A | #N/A | #N/A | #N/A | 58.9484 | #N/A | #N/A | #N/A | #N/A | #N/A | 58.9484
2014-10-08 | 76.5 | 30 | #N/A | #N/A | #N/A | #N/A | #N/A | #N/A | #N/A | #N/A | 58.886 | #N/A | #N/A | #N/A | #N/A | #N/A | 58.886
2014-10-08 | 30 | 30 | #N/A | #N/A | #N/A | #N/A | #N/A | #N/A | #N/A | #N/A | 63.1948 | #N/A | #N/A | #N/A | #N/A | #N/A | 63.1948
2014-10-08 | 80 | 25 | #N/A | #N/A | #N/A | #N/A | #N/A | #N/A | #N/A | #N/A | 65.9207 | #N/A | #N/A | #N/A | #N/A | #N/A | 65.9207
2014-10-08 | 103 | 30 | #N/A | #N/A | #N/A | #N/A | #N/A | #N/A | #N/A | #N/A | 63.7892 | #N/A | #N/A | #N/A | #N/A | #N/A | 63.7892
2014-10-20 | 40 | 20 | 62.6038 | #N/A | #N/A | #N/A | #N/A | #N/A | #N/A | #N/A | #N/A | #N/A | #N/A | 62.6038 | #N/A | #N/A | #N/A
2014-10-21 | 11.4 | 20 | 67.9687 | #N/A | #N/A | #N/A | #N/A | #N/A | #N/A | #N/A | #N/A | #N/A | #N/A | 67.9687 | #N/A | #N/A | #N/A
2014-10-21 | 20 | 20 | 70.8643 | #N/A | #N/A | #N/A | #N/A | #N/A | #N/A | #N/A | #N/A | #N/A | #N/A | 70.8643 | #N/A | #N/A | #N/A
2014-10-22 | 20 | 20 | 62.4373 | #N/A | #N/A | #N/A | #N/A | #N/A | #N/A | #N/A | #N/A | #N/A | #N/A | 62.4373 | #N/A | #N/A | #N/A
2014-10-22 | 20 | 20 | 62.4373 | #N/A | #N/A | #N/A | #N/A | #N/A | #N/A | #N/A | #N/A | #N/A | #N/A | 62.4373 | #N/A | #N/A | #N/A
2014-10-22 | 15 | 20 | 62.4373 | #N/A | #N/A | #N/A | #N/A | #N/A | #N/A | #N/A | #N/A | #N/A | #N/A | 62.4373 | #N/A | #N/A | #N/A
2014-10-22 | 20 | 20 | 62.4373 | #N/A | #N/A | #N/A | #N/A | #N/A | #N/A | #N/A | #N/A | #N/A | #N/A | 62.4373 | #N/A | #N/A | #N/A
2014-10-22 | 20 | 20 | 54.449 | #N/A | #N/A | #N/A | #N/A | #N/A | #N/A | #N/A | #N/A | #N/A | #N/A | 54.449 | #N/A | #N/A | #N/A
2014-10-22 | 14.7 | 20 | 77.2201 | #N/A | #N/A | #N/A | #N/A | #N/A | #N/A | #N/A | #N/A | #N/A | #N/A | 77.2201 | #N/A | #N/A | #N/A
2014-10-22 | 19.5 | 20 | 74.8891 | #N/A | #N/A | #N/A | #N/A | #N/A | #N/A | #N/A | #N/A | #N/A | #N/A | 74.8891 | #N/A | #N/A | #N/A
2014-10-22 | 19.5 | 20 | 74.9078 | #N/A | #N/A | #N/A | #N/A | #N/A | #N/A | #N/A | #N/A | #N/A | #N/A | 74.9078 | #N/A | #N/A | #N/A
2014-10-24 | 100 | 25 | #N/A | #N/A | 72.9209 | #N/A | #N/A | #N/A | #N/A | #N/A | #N/A | #N/A | #N/A | #N/A | 72.9209 | #N/A | #N/A
2014-11-07 | 40 | 25 | #N/A | #N/A | #N/A | #N/A | #N/A | #N/A | #N/A | #N/A | 77.6631 | #N/A | #N/A | #N/A | #N/A | #N/A | 77.6631
2014-11-07 | 50 | 25 | #N/A | #N/A | #N/A | #N/A | #N/A | #N/A | #N/A | #N/A | 77.6631 | #N/A | #N/A | #N/A | #N/A | #N/A | 77.6631
2014-11-13 | 30 | 25 | #N/A | 67.2451 | #N/A | #N/A | #N/A | #N/A | #N/A | #N/A | #N/A | #N/A | #N/A | 67.2451 | #N/A | #N/A | #N/A
2014-11-18 | 45 | 21 | #N/A | 53.9899 | #N/A | #N/A | #N/A | #N/A | #N/A | #N/A | #N/A | #N/A | #N/A | 53.9899 | #N/A | #N/A | #N/A
2014-12-09 | 130 | 25 | 67.4916 | #N/A | #N/A | #N/A | #N/A | #N/A | #N/A | #N/A | #N/A | #N/A | #N/A | 67.4916 | #N/A | #N/A | #N/A
2015-02-01 | 80 | 20 | #N/A | #N/A | #N/A | #N/A | #N/A | #N/A | #N/A | #N/A | 64.8988 | #N/A | #N/A | #N/A | #N/A | #N/A | 64.8988
2015-03-02 | 6 | 25 | #N/A | #N/A | #N/A | #N/A | #N/A | #N/A | #N/A | #N/A | 110.4343 | #N/A | #N/A | #N/A | #N/A | #N/A | 110.4343
2015-03-02 | 25 | 25 | #N/A | #N/A | #N/A | 45.9346 | #N/A | #N/A | #N/A | #N/A | #N/A | #N/A | #N/A | #N/A | 45.9346 | #N/A | #N/A
2015-03-03 | 62.25 | 25 | #N/A | #N/A | 68.4172 | #N/A | #N/A | #N/A | #N/A | #N/A | #N/A | #N/A | #N/A | #N/A | 68.4172 | #N/A | #N/A
2015-03-04 | 70 | 25 | #N/A | #N/A | #N/A | 41.1146 | #N/A | #N/A | #N/A | #N/A | #N/A | #N/A | #N/A | #N/A | 41.1146 | #N/A | #N/A
2015-03-04 | 70 | 25 | #N/A | #N/A | #N/A | 41.6374 | #N/A | #N/A | #N/A | #N/A | #N/A | #N/A | #N/A | #N/A | 41.6374 | #N/A | #N/A
2015-03-05 | 10.5 | 20 | 91.9954 | #N/A | #N/A | #N/A | #N/A | #N/A | #N/A | #N/A | #N/A | #N/A | #N/A | 91.9954 | #N/A | #N/A | #N/A
2015-03-23 | 20 | 20 | 74.5603 | #N/A | #N/A | #N/A | #N/A | #N/A | #N/A | #N/A | #N/A | #N/A | #N/A | 74.5603 | #N/A | #N/A | #N/A
2015-03-25 | 30 | 25 | #N/A | 51.8878 | #N/A | #N/A | #N/A | #N/A | #N/A | #N/A | #N/A | #N/A | #N/A | 51.8878 | #N/A | #N/A | #N/A
2015-04-03 | 81 | 20 | #N/A | #N/A | 51.5776 | #N/A | #N/A | #N/A | #N/A | #N/A | #N/A | #N/A | #N/A | #N/A | 51.5776 | #N/A | #N/A
2015-04-03 | 54 | 25 | 49.2362 | #N/A | #N/A | #N/A | #N/A | #N/A | #N/A | #N/A | #N/A | #N/A | #N/A | 49.2362 | #N/A | #N/A | #N/A
2015-04-14 | 6.8 | 25 | 68.5489 | #N/A | #N/A | #N/A | #N/A | #N/A | #N/A | #N/A | #N/A | #N/A | #N/A | 68.5489 | #N/A | #N/A | #N/A
2015-04-17 | 20 | 20 | 58.1987 | #N/A | #N/A | #N/A | #N/A | #N/A | #N/A | #N/A | #N/A | #N/A | #N/A | 58.1987 | #N/A | #N/A | #N/A
2015-04-30 | 50.6 | 20 | #N/A | #N/A | #N/A | #N/A | #N/A | #N/A | #N/A | #N/A | 48.7313 | #N/A | #N/A | #N/A | #N/A | #N/A | 48.7313
2015-04-30 | 52 | 25 | #N/A | #N/A | #N/A | #N/A | #N/A | #N/A | #N/A | #N/A | 66.2214 | #N/A | #N/A | #N/A | #N/A | #N/A | 66.2214
2015-04-30 | 80 | 20 | #N/A | #N/A | #N/A | #N/A | #N/A | #N/A | #N/A | #N/A | 21.4169 | #N/A | #N/A | #N/A | #N/A | #N/A | 21.4169
2015-05-27 | 4.9 | 15 | #N/A | #N/A | #N/A | #N/A | #N/A | #N/A | #N/A | #N/A | 74.3283 | #N/A | #N/A | #N/A | #N/A | #N/A | 74.3283
2015-06-01 | 3.6 | 20 | #N/A | #N/A | #N/A | 82.0549 | #N/A | #N/A | #N/A | #N/A | #N/A | #N/A | #N/A | #N/A | 82.0549 | #N/A | #N/A
2015-06-05 | 100 | 20 | #N/A | 45.9977 | #N/A | #N/A | #N/A | #N/A | #N/A | #N/A | #N/A | #N/A | #N/A | 45.9977 | #N/A | #N/A | #N/A
2015-06-09 | 80 | 15 | #N/A | #N/A | #N/A | #N/A | #N/A | 75.0717 | #N/A | #N/A | #N/A | #N/A | #N/A | #N/A | #N/A | 75.0717 | #N/A
2015-06-19 | 100 | 20 | #N/A | 48.6543 | #N/A | #N/A | #N/A | #N/A | #N/A | #N/A | #N/A | #N/A | #N/A | 48.6543 | #N/A | #N/A | #N/A
2015-06-23 | 46 | 25 | #N/A | 53.3259 | #N/A | #N/A | #N/A | #N/A | #N/A | #N/A | #N/A | #N/A | #N/A | 53.3259 | #N/A | #N/A | #N/A
2015-06-25 | 100.815 | 20 | 60.178 | #N/A | #N/A | #N/A | #N/A | #N/A | #N/A | #N/A | #N/A | #N/A | #N/A | 60.178 | #N/A | #N/A | #N/A
2015-06-30 | 7 | 25 | #N/A | #N/A | #N/A | #N/A | #N/A | #N/A | #N/A | #N/A | 66.3181 | #N/A | #N/A | #N/A | #N/A | #N/A | 66.3181
2015-07-01 | 13 | 20 | #N/A | #N/A | #N/A | #N/A | #N/A | #N/A | #N/A | #N/A | 69.9965 | #N/A | #N/A | #N/A | #N/A | #N/A | 69.9965
2015-07-01 | 20 | 25 | #N/A | #N/A | 72.4048 | #N/A | #N/A | #N/A | #N/A | #N/A | #N/A | #N/A | #N/A | #N/A | 72.4048 | #N/A | #N/A
2015-07-01 | 27.6 | 22 | #N/A | #N/A | #N/A | #N/A | #N/A | #N/A | #N/A | #N/A | #N/A | 142.386 | 142.386 | #N/A | #N/A | #N/A | #N/A
2015-07-15 | 125 | 20 | 57.1871 | #N/A | #N/A | #N/A | #N/A | #N/A | #N/A | #N/A | #N/A | #N/A | #N/A | 57.1871 | #N/A | #N/A | #N/A
2015-07-16 | 150 | 25 | 53.1119 | #N/A | #N/A | #N/A | #N/A | #N/A | #N/A | #N/A | #N/A | #N/A | #N/A | 53.1119 | #N/A | #N/A | #N/A
2015-07-16 | 180 | 15 | 53.5411 | #N/A | #N/A | #N/A | #N/A | #N/A | #N/A | #N/A | #N/A | #N/A | #N/A | 53.5411 | #N/A | #N/A | #N/A
2015-07-21 | 20 | 18 | #N/A | #N/A | #N/A | #N/A | #N/A | #N/A | #N/A | #N/A | 50.6447 | #N/A | #N/A | #N/A | #N/A | #N/A | 50.6447
2015-08-05 | 30 | 25 | #N/A | 49.2366 | #N/A | #N/A | #N/A | #N/A | #N/A | #N/A | #N/A | #N/A | #N/A | 49.2366 | #N/A | #N/A | #N/A
2015-08-09 | 30 | 25 | #N/A | 45.0782 | #N/A | #N/A | #N/A | #N/A | #N/A | #N/A | #N/A | #N/A | #N/A | 45.0782 | #N/A | #N/A | #N/A
2015-08-12 | 10 | 20 | 54.9873 | #N/A | #N/A | #N/A | #N/A | #N/A | #N/A | #N/A | #N/A | #N/A | #N/A | 54.9873 | #N/A | #N/A | #N/A
2015-08-28 | 150 | 27 | #N/A | 55.2144 | #N/A | #N/A | #N/A | #N/A | #N/A | #N/A | #N/A | #N/A | #N/A | 55.2144 | #N/A | #N/A | #N/A
2015-09-03 | 10.88 | 20 | #N/A | 81.1017 | #N/A | #N/A | #N/A | #N/A | #N/A | #N/A | #N/A | #N/A | #N/A | 81.1017 | #N/A | #N/A | #N/A
2015-09-23 | 52 | 25 | #N/A | #N/A | 47.2654 | #N/A | #N/A | #N/A | #N/A | #N/A | #N/A | #N/A | #N/A | #N/A | 47.2654 | #N/A | #N/A
2015-09-23 | 52 | 30 | #N/A | #N/A | #N/A | #N/A | #N/A | #N/A | #N/A | #N/A | 50.5745 | #N/A | #N/A | #N/A | #N/A | #N/A | 50.5745
2015-09-24 | 25 | 25 | #N/A | 45.1925 | #N/A | #N/A | #N/A | #N/A | #N/A | #N/A | #N/A | #N/A | #N/A | 45.1925 | #N/A | #N/A | #N/A
2015-09-28 | 46.2 | 20 | #N/A | 21.3571 | #N/A | #N/A | #N/A | #N/A | #N/A | #N/A | #N/A | #N/A | #N/A | 21.3571 | #N/A | #N/A | #N/A
2015-09-28 | 71.4 | 20 | #N/A | 21.3571 | #N/A | #N/A | #N/A | #N/A | #N/A | #N/A | #N/A | #N/A | #N/A | 21.3571 | #N/A | #N/A | #N/A
2015-10-01 | 118 | 15 | #N/A | #N/A | #N/A | #N/A | 39.9044 | #N/A | #N/A | #N/A | #N/A | #N/A | #N/A | #N/A | 39.9044 | #N/A | #N/A
2015-10-01 | 182 | 25 | #N/A | #N/A | #N/A | #N/A | 36.3649 | #N/A | #N/A | #N/A | #N/A | #N/A | #N/A | #N/A | 36.3649 | #N/A | #N/A
2015-10-01 | 146 | 25 | #N/A | #N/A | #N/A | #N/A | #N/A | #N/A | #N/A | #N/A | 63.7599 | #N/A | #N/A | #N/A | #N/A | #N/A | 63.7599
2015-10-08 | 50 | 20 | 53.7473 | #N/A | #N/A | #N/A | #N/A | #N/A | #N/A | #N/A | #N/A | #N/A | #N/A | 53.7473 | #N/A | #N/A | #N/A
2015-10-09 | 154.272 | 20 | 46.3871 | #N/A | #N/A | #N/A | #N/A | #N/A | #N/A | #N/A | #N/A | #N/A | #N/A | 46.3871 | #N/A | #N/A | #N/A
2015-10-09 | 103.5 | 20 | 42.1586 | #N/A | #N/A | #N/A | #N/A | #N/A | #N/A | #N/A | #N/A | #N/A | #N/A | 42.1586 | #N/A | #N/A | #N/A
2015-10-15 | 125 | 20 | 47.2039 | #N/A | #N/A | #N/A | #N/A | #N/A | #N/A | #N/A | #N/A | #N/A | #N/A | 47.2039 | #N/A | #N/A | #N/A
2015-11-05 | 85 | 20 | 56.4872 | #N/A | #N/A | #N/A | #N/A | #N/A | #N/A | #N/A | #N/A | #N/A | #N/A | 56.4872 | #N/A | #N/A | #N/A
2015-11-06 | 54 | 20 | 48.8976 | #N/A | #N/A | #N/A | #N/A | #N/A | #N/A | #N/A | #N/A | #N/A | #N/A | 48.8976 | #N/A | #N/A | #N/A
2015-11-09 | 72 | 28 | #N/A | #N/A | #N/A | #N/A | #N/A | #N/A | #N/A | #N/A | 41.7139 | #N/A | #N/A | #N/A | #N/A | #N/A | 41.7139
2015-11-10 | 30 | 20 | #N/A | #N/A | #N/A | #N/A | 47.9976 | #N/A | #N/A | #N/A | #N/A | #N/A | #N/A | #N/A | 47.9976 | #N/A | #N/A
2015-11-20 | 86 | 20 | #N/A | 48.4233 | #N/A | #N/A | #N/A | #N/A | #N/A | #N/A | #N/A | #N/A | #N/A | 48.4233 | #N/A | #N/A | #N/A
2015-11-30 | 50 | 20 | #N/A | 50.9991 | #N/A | #N/A | #N/A | #N/A | #N/A | #N/A | #N/A | #N/A | #N/A | 50.9991 | #N/A | #N/A | #N/A
2015-12-17 | 90 | 30 | #N/A | 44.225 | #N/A | #N/A | #N/A | #N/A | #N/A | #N/A | #N/A | #N/A | #N/A | 44.225 | #N/A | #N/A | #N/A
2015-12-17 | 20 | 20 | 72.8959 | #N/A | #N/A | #N/A | #N/A | #N/A | #N/A | #N/A | #N/A | #N/A | #N/A | 72.8959 | #N/A | #N/A | #N/A
2015-12-18 | 20 | 20 | 57.4332 | #N/A | #N/A | #N/A | #N/A | #N/A | #N/A | #N/A | #N/A | #N/A | #N/A | 57.4332 | #N/A | #N/A | #N/A
2015-12-18 | 20 | 20 | 57.4162 | #N/A | #N/A | #N/A | #N/A | #N/A | #N/A | #N/A | #N/A | #N/A | #N/A | 57.4162 | #N/A | #N/A | #N/A
2015-12-18 | 20 | 20 | 57.5091 | #N/A | #N/A | #N/A | #N/A | #N/A | #N/A | #N/A | #N/A | #N/A | #N/A | 57.5091 | #N/A | #N/A | #N/A
2015-12-18 | 20 | 20 | 55.4773 | #N/A | #N/A | #N/A | #N/A | #N/A | #N/A | #N/A | #N/A | #N/A | #N/A | 55.4773 | #N/A | #N/A | #N/A
2016-01-06 | 26 | 25 | 30.6946 | #N/A | #N/A | #N/A | #N/A | #N/A | #N/A | #N/A | #N/A | #N/A | #N/A | 30.6946 | #N/A | #N/A | #N/A
2016-04-12 | 8.16 | 15 | #N/A | #N/A | #N/A | #N/A | #N/A | #N/A | #N/A | #N/A | 53.0473 | #N/A | #N/A | #N/A | #N/A | #N/A | 53.0473
2016-04-12 | 20.4 | 15 | #N/A | #N/A | #N/A | #N/A | #N/A | #N/A | #N/A | #N/A | 49.9869 | #N/A | #N/A | #N/A | #N/A | #N/A | 49.9869
2016-05-19 | 100 | 25 | #N/A | 37.6103 | #N/A | #N/A | #N/A | #N/A | #N/A | #N/A | #N/A | #N/A | #N/A | 37.6103 | #N/A | #N/A | #N/A
2016-08-02 | 128 | 15 | 34.0042 | #N/A | #N/A | #N/A | #N/A | #N/A | #N/A | #N/A | #N/A | #N/A | #N/A | 34.0042 | #N/A | #N/A | #N/A
2016-08-04 | 20 | 15 | 45.0111 | #N/A | #N/A | #N/A | #N/A | #N/A | #N/A | #N/A | #N/A | #N/A | #N/A | 45.0111 | #N/A | #N/A | #N/A
2016-08-09 | 16 | 30 | #N/A | 48.4517 | #N/A | #N/A | #N/A | #N/A | #N/A | #N/A | #N/A | #N/A | #N/A | 48.4517 | #N/A | #N/A | #N/A
2016-08-26 | 60 | 25 | #N/A | #N/A | #N/A | #N/A | #N/A | 56.6402 | #N/A | #N/A | #N/A | #N/A | #N/A | #N/A | #N/A | 56.6402 | #N/A
2016-08-29 | 20 | 20 | #N/A | #N/A | #N/A | #N/A | #N/A | 47.3977 | #N/A | #N/A | #N/A | #N/A | #N/A | #N/A | #N/A | 47.3977 | #N/A
2016-09-15 | 100 | 15 | 45.603 | #N/A | #N/A | #N/A | #N/A | #N/A | #N/A | #N/A | #N/A | #N/A | #N/A | 45.603 | #N/A | #N/A | #N/A
2016-09-20 | 100 | 20 | #N/A | #N/A | #N/A | #N/A | #N/A | 46.4177 | #N/A | #N/A | #N/A | #N/A | #N/A | #N/A | #N/A | 46.4177 | #N/A
2016-09-22 | 24.9 | 20 | #N/A | #N/A | #N/A | #N/A | #N/A | #N/A | 161.3106 | #N/A | #N/A | #N/A | #N/A | #N/A | #N/A | 161.3106 | #N/A
2016-09-23 | 40 | 20 | 39.11 | #N/A | #N/A | #N/A | #N/A | #N/A | #N/A | #N/A | #N/A | #N/A | #N/A | 39.11 | #N/A | #N/A | #N/A
2016-09-23 | 20 | 20 | 39.11 | #N/A | #N/A | #N/A | #N/A | #N/A | #N/A | #N/A | #N/A | #N/A | #N/A | 39.11 | #N/A | #N/A | #N/A
2016-09-23 | 50 | 20 | 39.11 | #N/A | #N/A | #N/A | #N/A | #N/A | #N/A | #N/A | #N/A | #N/A | #N/A | 39.11 | #N/A | #N/A | #N/A
2016-09-23 | 50 | 20 | 39.11 | #N/A | #N/A | #N/A | #N/A | #N/A | #N/A | #N/A | #N/A | #N/A | #N/A | 39.11 | #N/A | #N/A | #N/A
2016-11-15 | 105 | 20 | 41.8284 | #N/A | #N/A | #N/A | #N/A | #N/A | #N/A | #N/A | #N/A | #N/A | #N/A | 41.8284 | #N/A | #N/A | #N/A
2016-11-18 | 150 | 25 | #N/A | #N/A | #N/A | #N/A | 36.7884 | #N/A | #N/A | #N/A | #N/A | #N/A | #N/A | #N/A | 36.7884 | #N/A | #N/A
2016-11-18 | 80 | 20 | 36.6489 | #N/A | #N/A | #N/A | #N/A | #N/A | #N/A | #N/A | #N/A | #N/A | #N/A | 36.6489 | #N/A | #N/A | #N/A
2016-11-18 | 125 | 15 | 30.8806 | #N/A | #N/A | #N/A | #N/A | #N/A | #N/A | #N/A | #N/A | #N/A | #N/A | 30.8806 | #N/A | #N/A | #N/A
2016-12-13 | 7.8 | 25 | #N/A | 44.0765 | #N/A | #N/A | #N/A | #N/A | #N/A | #N/A | #N/A | #N/A | #N/A | 44.0765 | #N/A | #N/A | #N/A
2016-12-15 | 200 | 25 | #N/A | 34.4678 | #N/A | #N/A | #N/A | #N/A | #N/A | #N/A | #N/A | #N/A | #N/A | 34.4678 | #N/A | #N/A | #N/A
2016-12-21 | 20 | 20 | #N/A | #N/A | #N/A | #N/A | #N/A | #N/A | 63.7627 | #N/A | #N/A | #N/A | #N/A | #N/A | #N/A | 63.7627 | #N/A
2016-12-21 | 20 | 20 | #N/A | #N/A | #N/A | #N/A | #N/A | #N/A | 71.7746 | #N/A | #N/A | #N/A | #N/A | #N/A | #N/A | 71.7746 | #N/A
2016-12-21 | 10 | 20 | #N/A | #N/A | #N/A | #N/A | #N/A | #N/A | 71.7746 | #N/A | #N/A | #N/A | #N/A | #N/A | #N/A | 71.7746 | #N/A
2017-01-03 | 7.2 | 25 | #N/A | #N/A | #N/A | #N/A | #N/A | #N/A | #N/A | #N/A | 55.69 | #N/A | #N/A | #N/A | #N/A | #N/A | 55.69
2017-01-12 | 14.7 | 22 | #N/A | #N/A | #N/A | #N/A | #N/A | #N/A | #N/A | #N/A | #N/A | 105.9198 | 105.9198 | #N/A | #N/A | #N/A | #N/A
2017-01-12 | 45.9 | 22 | #N/A | #N/A | #N/A | #N/A | #N/A | #N/A | #N/A | #N/A | #N/A | 96.9221 | 96.9221 | #N/A | #N/A | #N/A | #N/A
2017-01-12 | 100 | 20 | #N/A | #N/A | 39.2279 | #N/A | #N/A | #N/A | #N/A | #N/A | #N/A | #N/A | #N/A | #N/A | 39.2279 | #N/A | #N/A
2017-01-17 | 60 | 20 | 42.5541 | #N/A | #N/A | #N/A | #N/A | #N/A | #N/A | #N/A | #N/A | #N/A | #N/A | 42.5541 | #N/A | #N/A | #N/A
2017-01-31 | 20 | 20 | #N/A | #N/A | #N/A | #N/A | 39.8465 | #N/A | #N/A | #N/A | #N/A | #N/A | #N/A | #N/A | 39.8465 | #N/A | #N/A
2017-03-23 | 17 | 20 | 34.9091 | #N/A | #N/A | #N/A | #N/A | #N/A | #N/A | #N/A | #N/A | #N/A | #N/A | 34.9091 | #N/A | #N/A | #N/A
2017-03-31 | 49 | 22 | #N/A | #N/A | #N/A | #N/A | #N/A | #N/A | #N/A | #N/A | #N/A | 102.0477 | 102.0477 | #N/A | #N/A | #N/A | #N/A
2017-04-01 | 56 | 25 | #N/A | 57.2768 | #N/A | #N/A | #N/A | #N/A | #N/A | #N/A | #N/A | #N/A | #N/A | 57.2768 | #N/A | #N/A | #N/A
2017-04-18 | 74.9 | 20 | #N/A | #N/A | #N/A | #N/A | #N/A | #N/A | #N/A | #N/A | 34.0082 | #N/A | #N/A | #N/A | #N/A | #N/A | 34.0082
2017-05-22 | 100 | 20 | #N/A | 22.9863 | #N/A | #N/A | #N/A | #N/A | #N/A | #N/A | #N/A | #N/A | #N/A | 22.9863 | #N/A | #N/A | #N/A
2017-05-25 | 78.4 | 20 | #N/A | #N/A | #N/A | #N/A | #N/A | #N/A | #N/A | 78.1029 | #N/A | #N/A | #N/A | #N/A | #N/A | 78.1029 | #N/A
2017-05-25 | 50 | 20 | #N/A | #N/A | #N/A | #N/A | #N/A | #N/A | #N/A | 72.6721 | #N/A | #N/A | #N/A | #N/A | #N/A | 72.6721 | #N/A
2017-05-25 | 9.496 | 20 | #N/A | #N/A | #N/A | #N/A | #N/A | #N/A | #N/A | 68.8193 | #N/A | #N/A | #N/A | #N/A | #N/A | 68.8193 | #N/A
2017-05-25 | 39.864 | 20 | #N/A | #N/A | #N/A | #N/A | #N/A | #N/A | #N/A | 77.7279 | #N/A | #N/A | #N/A | #N/A | #N/A | 77.7279 | #N/A
2017-05-26 | 52.5 | 25 | #N/A | #N/A | #N/A | #N/A | #N/A | #N/A | #N/A | #N/A | 40.0819 | #N/A | #N/A | #N/A | #N/A | #N/A | 40.0819
2017-06-01 | 40 | 30 | #N/A | #N/A | #N/A | #N/A | #N/A | #N/A | #N/A | #N/A | 29.593 | #N/A | #N/A | #N/A | #N/A | #N/A | 29.593
2017-06-01 | 86 | 30 | #N/A | #N/A | #N/A | #N/A | #N/A | #N/A | #N/A | #N/A | 28.8057 | #N/A | #N/A | #N/A | #N/A | #N/A | 28.8057
2017-06-01 | 74 | 30 | #N/A | #N/A | #N/A | #N/A | #N/A | #N/A | #N/A | #N/A | 28.8057 | #N/A | #N/A | #N/A | #N/A | #N/A | 28.8057
2017-06-07 | 50 | 20 | #N/A | 32.1048 | #N/A | #N/A | #N/A | #N/A | #N/A | #N/A | #N/A | #N/A | #N/A | 32.1048 | #N/A | #N/A | #N/A
2017-06-19 | 100 | 20 | #N/A | #N/A | 30.4752 | #N/A | #N/A | #N/A | #N/A | #N/A | #N/A | #N/A | #N/A | #N/A | 30.4752 | #N/A | #N/A
2017-06-20 | 19.59 | 20 | #N/A | #N/A | #N/A | #N/A | #N/A | #N/A | #N/A | 96.3617 | #N/A | #N/A | #N/A | #N/A | #N/A | 96.3617 | #N/A
2017-06-20 | 19.58 | 20 | #N/A | #N/A | #N/A | #N/A | #N/A | #N/A | #N/A | 87.9521 | #N/A | #N/A | #N/A | #N/A | #N/A | 87.9521 | #N/A
2017-06-20 | 19.58 | 20 | #N/A | #N/A | #N/A | #N/A | #N/A | #N/A | #N/A | 87.3722 | #N/A | #N/A | #N/A | #N/A | #N/A | 87.3722 | #N/A
2017-06-20 | 19.6 | 20 | #N/A | #N/A | #N/A | #N/A | #N/A | #N/A | #N/A | 88.5081 | #N/A | #N/A | #N/A | #N/A | #N/A | 88.5081 | #N/A
2017-06-26 | 5 | 30 | #N/A | #N/A | #N/A | #N/A | #N/A | #N/A | #N/A | #N/A | 51.6442 | #N/A | #N/A | #N/A | #N/A | #N/A | 51.6442
2017-07-17 | 40 | 20 | 28.8335 | #N/A | #N/A | #N/A | #N/A | #N/A | #N/A | #N/A | #N/A | #N/A | #N/A | 28.8335 | #N/A | #N/A | #N/A
2017-07-28 | 8.4 | 20 | #N/A | #N/A | #N/A | #N/A | #N/A | 90.543 | #N/A | #N/A | #N/A | #N/A | #N/A | #N/A | #N/A | 90.543 | #N/A
2017-07-28 | 8.4 | 20 | #N/A | #N/A | #N/A | #N/A | #N/A | 89.9116 | #N/A | #N/A | #N/A | #N/A | #N/A | #N/A | #N/A | 89.9116 | #N/A
2017-08-08 | 252.32 | 20 | 52.4383 | #N/A | #N/A | #N/A | #N/A | #N/A | #N/A | #N/A | #N/A | #N/A | #N/A | 52.4383 | #N/A | #N/A | #N/A
2017-08-25 | 100 | 15 | 29.8704 | #N/A | #N/A | #N/A | #N/A | #N/A | #N/A | #N/A | #N/A | #N/A | #N/A | 29.8704 | #N/A | #N/A | #N/A
2017-09-22 | 20 | 15 | 35.3069 | #N/A | #N/A | #N/A | #N/A | #N/A | #N/A | #N/A | #N/A | #N/A | #N/A | 35.3069 | #N/A | #N/A | #N/A
2017-09-22 | 20 | 15 | 35.3069 | #N/A | #N/A | #N/A | #N/A | #N/A | #N/A | #N/A | #N/A | #N/A | #N/A | 35.3069 | #N/A | #N/A | #N/A
2017-09-22 | 20 | 15 | 35.3069 | #N/A | #N/A | #N/A | #N/A | #N/A | #N/A | #N/A | #N/A | #N/A | #N/A | 35.3069 | #N/A | #N/A | #N/A
2017-09-23 | 200 | 24 | 31.7777 | #N/A | #N/A | #N/A | #N/A | #N/A | #N/A | #N/A | #N/A | #N/A | #N/A | 31.7777 | #N/A | #N/A | #N/A
2017-09-26 | 62.5 | 20 | 30.6305 | #N/A | #N/A | #N/A | #N/A | #N/A | #N/A | #N/A | #N/A | #N/A | #N/A | 30.6305 | #N/A | #N/A | #N/A
2017-09-26 | 50 | 20 | 30.0756 | #N/A | #N/A | #N/A | #N/A | #N/A | #N/A | #N/A | #N/A | #N/A | #N/A | 30.0756 | #N/A | #N/A | #N/A
2017-10-06 | 25 | 25 | #N/A | 29.3163 | #N/A | #N/A | #N/A | #N/A | #N/A | #N/A | #N/A | #N/A | #N/A | 29.3163 | #N/A | #N/A | #N/A
2017-10-06 | 25 | 25 | #N/A | 29.3163 | #N/A | #N/A | #N/A | #N/A | #N/A | #N/A | #N/A | #N/A | #N/A | 29.3163 | #N/A | #N/A | #N/A
2017-10-30 | 50 | 25 | #N/A | 32.5461 | #N/A | #N/A | #N/A | #N/A | #N/A | #N/A | #N/A | #N/A | #N/A | 32.5461 | #N/A | #N/A | #N/A
2017-11-08 | 5 | 20 | 32.1495 | #N/A | #N/A | #N/A | #N/A | #N/A | #N/A | #N/A | #N/A | #N/A | #N/A | 32.1495 | #N/A | #N/A | #N/A
2017-11-13 | 150 | 30 | #N/A | #N/A | #N/A | #N/A | #N/A | #N/A | #N/A | #N/A | 28.8638 | #N/A | #N/A | #N/A | #N/A | #N/A | 28.8638
2017-11-13 | 200 | 30 | #N/A | #N/A | #N/A | #N/A | #N/A | #N/A | #N/A | #N/A | 26.312 | #N/A | #N/A | #N/A | #N/A | #N/A | 26.312
2017-11-14 | 15 | 20 | 32.1495 | #N/A | #N/A | #N/A | #N/A | #N/A | #N/A | #N/A | #N/A | #N/A | #N/A | 32.1495 | #N/A | #N/A | #N/A
2017-12-08 | 45 | 20 | 20.7575 | #N/A | #N/A | #N/A | #N/A | #N/A | #N/A | #N/A | #N/A | #N/A | #N/A | 20.7575 | #N/A | #N/A | #N/A
2017-12-14 | 150 | 15 | #N/A | #N/A | #N/A | #N/A | 21.5705 | #N/A | #N/A | #N/A | #N/A | #N/A | #N/A | #N/A | 21.5705 | #N/A | #N/A
2017-12-15 | 50 | 17 | #N/A | #N/A | #N/A | #N/A | #N/A | #N/A | #N/A | #N/A | 37.7222 | #N/A | #N/A | #N/A | #N/A | #N/A | 37.7222
2017-12-21 | 99 | 27 | #N/A | #N/A | 30.9535 | #N/A | #N/A | #N/A | #N/A | #N/A | #N/A | #N/A | #N/A | #N/A | 30.9535 | #N/A | #N/A
2018-01-05 | 50 | 25 | #N/A | 25.0473 | #N/A | #N/A | #N/A | #N/A | #N/A | #N/A | #N/A | #N/A | #N/A | 25.0473 | #N/A | #N/A | #N/A
2018-01-09 | 30 | 23 | #N/A | 29.9779 | #N/A | #N/A | #N/A | #N/A | #N/A | #N/A | #N/A | #N/A | #N/A | 29.9779 | #N/A | #N/A | #N/A
2018-01-26 | 100 | 20 | #N/A | 25.9327 | #N/A | #N/A | #N/A | #N/A | #N/A | #N/A | #N/A | #N/A | #N/A | 25.9327 | #N/A | #N/A | #N/A
2018-01-29 | 57.5 | 30 | #N/A | #N/A | #N/A | #N/A | #N/A | #N/A | #N/A | #N/A | 25.0648 | #N/A | #N/A | #N/A | #N/A | #N/A | 25.0648
2018-01-29 | 120 | 30 | #N/A | #N/A | #N/A | #N/A | #N/A | #N/A | #N/A | #N/A | 28.7153 | #N/A | #N/A | #N/A | #N/A | #N/A | 28.7153
2018-02-01 | 10 | 30 | #N/A | #N/A | 36.8972 | #N/A | #N/A | #N/A | #N/A | #N/A | #N/A | #N/A | #N/A | #N/A | 36.8972 | #N/A | #N/A
2018-02-05 | 50 | 25 | #N/A | #N/A | 38.5419 | #N/A | #N/A | #N/A | #N/A | #N/A | #N/A | #N/A | #N/A | #N/A | 38.5419 | #N/A | #N/A
2018-02-21 | 106.688 | 20 | 49.2287 | #N/A | #N/A | #N/A | #N/A | #N/A | #N/A | #N/A | #N/A | #N/A | #N/A | 49.2287 | #N/A | #N/A | #N/A
2018-02-23 | 99 | 27 | #N/A | #N/A | 30.7367 | #N/A | #N/A | #N/A | #N/A | #N/A | #N/A | #N/A | #N/A | #N/A | 30.7367 | #N/A | #N/A
2018-03-01 | 19.99 | 20 | #N/A | #N/A | #N/A | #N/A | #N/A | #N/A | 68.1097 | #N/A | #N/A | #N/A | #N/A | #N/A | #N/A | 68.1097 | #N/A
2018-03-01 | 19.99 | 20 | #N/A | #N/A | #N/A | #N/A | #N/A | #N/A | 64.5904 | #N/A | #N/A | #N/A | #N/A | #N/A | #N/A | 64.5904 | #N/A
2018-03-01 | 19.99 | 20 | #N/A | #N/A | #N/A | #N/A | #N/A | #N/A | 65.025 | #N/A | #N/A | #N/A | #N/A | #N/A | #N/A | 65.025 | #N/A
2018-03-01 | 90 | 20 | #N/A | #N/A | #N/A | #N/A | #N/A | #N/A | 57.4877 | #N/A | #N/A | #N/A | #N/A | #N/A | #N/A | 57.4877 | #N/A
2018-03-01 | 50 | 20 | #N/A | #N/A | #N/A | #N/A | #N/A | #N/A | 65.6528 | #N/A | #N/A | #N/A | #N/A | #N/A | #N/A | 65.6528 | #N/A
2018-03-01 | 19.99 | 20 | #N/A | #N/A | #N/A | #N/A | #N/A | #N/A | 61.4265 | #N/A | #N/A | #N/A | #N/A | #N/A | #N/A | 61.4265 | #N/A
2018-03-01 | 19.99 | 20 | #N/A | #N/A | #N/A | #N/A | #N/A | #N/A | 66.9631 | #N/A | #N/A | #N/A | #N/A | #N/A | #N/A | 66.9631 | #N/A
2018-03-01 | 19.99 | 20 | #N/A | #N/A | #N/A | #N/A | #N/A | #N/A | 66.218 | #N/A | #N/A | #N/A | #N/A | #N/A | #N/A | 66.218 | #N/A
2018-03-01 | 19.99 | 20 | #N/A | #N/A | #N/A | #N/A | #N/A | #N/A | 67.462 | #N/A | #N/A | #N/A | #N/A | #N/A | #N/A | 67.462 | #N/A
2018-04-16 | 6.3 | 20 | #N/A | #N/A | #N/A | #N/A | #N/A | #N/A | 170.6333 | #N/A | #N/A | #N/A | #N/A | #N/A | #N/A | 170.6333 | #N/A
2018-05-07 | 100 | 20 | 32.5967 | #N/A | #N/A | #N/A | #N/A | #N/A | #N/A | #N/A | #N/A | #N/A | #N/A | 32.5967 | #N/A | #N/A | #N/A
2018-05-16 | 74.5 | 20 | #N/A | #N/A | #N/A | #N/A | #N/A | #N/A | #N/A | #N/A | 31.8308 | #N/A | #N/A | #N/A | #N/A | #N/A | 31.8308
2018-05-16 | 74.5 | 20 | #N/A | #N/A | #N/A | #N/A | #N/A | #N/A | #N/A | #N/A | 31.8308 | #N/A | #N/A | #N/A | #N/A | #N/A | 31.8308
2018-05-30 | 300 | 25 | #N/A | 19.3997 | #N/A | #N/A | #N/A | #N/A | #N/A | #N/A | #N/A | #N/A | #N/A | 19.3997 | #N/A | #N/A | #N/A
2018-05-30 | 250 | 25 | #N/A | 23.274 | #N/A | #N/A | #N/A | #N/A | #N/A | #N/A | #N/A | #N/A | #N/A | 23.274 | #N/A | #N/A | #N/A
2018-05-30 | 50 | 25 | #N/A | 25.6304 | #N/A | #N/A | #N/A | #N/A | #N/A | #N/A | #N/A | #N/A | #N/A | 25.6304 | #N/A | #N/A | #N/A
2018-05-30 | 101 | 25 | #N/A | 22.1398 | #N/A | #N/A | #N/A | #N/A | #N/A | #N/A | #N/A | #N/A | #N/A | 22.1398 | #N/A | #N/A | #N/A
2018-05-30 | 200 | 25 | #N/A | 22.1482 | #N/A | #N/A | #N/A | #N/A | #N/A | #N/A | #N/A | #N/A | #N/A | 22.1482 | #N/A | #N/A | #N/A
2018-05-30 | 100 | 25 | #N/A | 25.0306 | #N/A | #N/A | #N/A | #N/A | #N/A | #N/A | #N/A | #N/A | #N/A | 25.0306 | #N/A | #N/A | #N/A
2018-05-31 | 80 | 20 | #N/A | #N/A | #N/A | #N/A | #N/A | 33.0279 | #N/A | #N/A | #N/A | #N/A | #N/A | #N/A | #N/A | 33.0279 | #N/A
2018-06-01 | 5.6815 | 15 | #N/A | #N/A | #N/A | 64.5532 | #N/A | #N/A | #N/A | #N/A | #N/A | #N/A | #N/A | #N/A | 64.5532 | #N/A | #N/A
2018-06-04 | 80 | 10 | #N/A | 22.7508 | #N/A | #N/A | #N/A | #N/A | #N/A | #N/A | #N/A | #N/A | #N/A | 22.7508 | #N/A | #N/A | #N/A
2018-06-06 | 60 | 21 | #N/A | 26.3231 | #N/A | #N/A | #N/A | #N/A | #N/A | #N/A | #N/A | #N/A | #N/A | 26.3231 | #N/A | #N/A | #N/A
2018-06-08 | 30 | 20 | #N/A | 23.0082 | #N/A | #N/A | #N/A | #N/A | #N/A | #N/A | #N/A | #N/A | #N/A | 23.0082 | #N/A | #N/A | #N/A
2018-06-13 | 58 | 25 | #N/A | 20.7084 | #N/A | #N/A | #N/A | #N/A | #N/A | #N/A | #N/A | #N/A | #N/A | 20.7084 | #N/A | #N/A | #N/A
2018-06-13 | 122 | 25 | #N/A | 24.4728 | #N/A | #N/A | #N/A | #N/A | #N/A | #N/A | #N/A | #N/A | #N/A | 24.4728 | #N/A | #N/A | #N/A
2018-06-13 | 99 | 25 | #N/A | 22.3548 | #N/A | #N/A | #N/A | #N/A | #N/A | #N/A | #N/A | #N/A | #N/A | 22.3548 | #N/A | #N/A | #N/A
2018-06-13 | 80 | 25 | #N/A | 23.171 | #N/A | #N/A | #N/A | #N/A | #N/A | #N/A | #N/A | #N/A | #N/A | 23.171 | #N/A | #N/A | #N/A
2018-06-15 | 20 | 20 | #N/A | #N/A | 48.1087 | #N/A | #N/A | #N/A | #N/A | #N/A | #N/A | #N/A | #N/A | #N/A | 48.1087 | #N/A | #N/A
2018-06-26 | 100 | 27 | 23.83 | #N/A | #N/A | #N/A | #N/A | #N/A | #N/A | #N/A | #N/A | #N/A | #N/A | 23.83 | #N/A | #N/A | #N/A
2018-06-27 | 42 | 20 | #N/A | #N/A | #N/A | #N/A | #N/A | #N/A | #N/A | #N/A | 44.2825 | #N/A | #N/A | #N/A | #N/A | #N/A | 44.2825
2018-06-30 | 68 | 15 | #N/A | #N/A | #N/A | #N/A | #N/A | #N/A | #N/A | #N/A | 26.876 | #N/A | #N/A | #N/A | #N/A | #N/A | 26.876
2018-06-30 | 20 | 30 | #N/A | #N/A | #N/A | #N/A | #N/A | #N/A | #N/A | #N/A | 23.6313 | #N/A | #N/A | #N/A | #N/A | #N/A | 23.6313
2018-06-30 | 200 | 20 | #N/A | 20.7978 | #N/A | #N/A | #N/A | #N/A | #N/A | #N/A | #N/A | #N/A | #N/A | 20.7978 | #N/A | #N/A | #N/A
2018-07-10 | 35 | 25 | #N/A | 29.5123 | #N/A | #N/A | #N/A | #N/A | #N/A | #N/A | #N/A | #N/A | #N/A | 29.5123 | #N/A | #N/A | #N/A
2018-08-10 | 40 | 25 | #N/A | #N/A | 45.9688 | #N/A | #N/A | #N/A | #N/A | #N/A | #N/A | #N/A | #N/A | #N/A | 45.9688 | #N/A | #N/A
2018-08-10 | 10 | 25 | #N/A | #N/A | 45.9688 | #N/A | #N/A | #N/A | #N/A | #N/A | #N/A | #N/A | #N/A | #N/A | 45.9688 | #N/A | #N/A
2018-08-22 | 50 | 25 | #N/A | 26.6571 | #N/A | #N/A | #N/A | #N/A | #N/A | #N/A | #N/A | #N/A | #N/A | 26.6571 | #N/A | #N/A | #N/A
2018-08-22 | 50 | 25 | #N/A | 26.6571 | #N/A | #N/A | #N/A | #N/A | #N/A | #N/A | #N/A | #N/A | #N/A | 26.6571 | #N/A | #N/A | #N/A
2018-08-23 | 86 | 20 | #N/A | #N/A | #N/A | #N/A | #N/A | 29.7815 | #N/A | #N/A | #N/A | #N/A | #N/A | #N/A | #N/A | 29.7815 | #N/A
2018-08-31 | 102.5 | 16 | #N/A | #N/A | #N/A | #N/A | #N/A | #N/A | #N/A | #N/A | 24.3838 | #N/A | #N/A | #N/A | #N/A | #N/A | 24.3838
2018-09-09 | 100 | 15 | 29.3114 | #N/A | #N/A | #N/A | #N/A | #N/A | #N/A | #N/A | #N/A | #N/A | #N/A | 29.3114 | #N/A | #N/A | #N/A
2018-09-11 | 100 | 25 | #N/A | 20.9999 | #N/A | #N/A | #N/A | #N/A | #N/A | #N/A | #N/A | #N/A | #N/A | 20.9999 | #N/A | #N/A | #N/A
2018-09-19 | 100 | 10 | #N/A | #N/A | 35.2341 | #N/A | #N/A | #N/A | #N/A | #N/A | #N/A | #N/A | #N/A | #N/A | 35.2341 | #N/A | #N/A
2018-09-20 | 100 | 25 | #N/A | 22.7063 | #N/A | #N/A | #N/A | #N/A | #N/A | #N/A | #N/A | #N/A | #N/A | 22.7063 | #N/A | #N/A | #N/A
2018-09-25 | 60 | 25 | #N/A | #N/A | 39.4802 | #N/A | #N/A | #N/A | #N/A | #N/A | #N/A | #N/A | #N/A | #N/A | 39.4802 | #N/A | #N/A
2018-10-01 | 10.5 | 25 | #N/A | #N/A | 45.949 | #N/A | #N/A | #N/A | #N/A | #N/A | #N/A | #N/A | #N/A | #N/A | 45.949 | #N/A | #N/A
2018-10-01 | 20 | 15 | #N/A | #N/A | #N/A | #N/A | #N/A | #N/A | #N/A | #N/A | 22.9802 | #N/A | #N/A | #N/A | #N/A | #N/A | 22.9802
2018-10-18 | 144 | 15 | #N/A | #N/A | #N/A | #N/A | 32.8288 | #N/A | #N/A | #N/A | #N/A | #N/A | #N/A | #N/A | 32.8288 | #N/A | #N/A
2018-10-18 | 13 | 25 | #N/A | 38.587 | #N/A | #N/A | #N/A | #N/A | #N/A | #N/A | #N/A | #N/A | #N/A | 38.587 | #N/A | #N/A | #N/A
2018-10-25 | 128 | 20 | 25.7647 | #N/A | #N/A | #N/A | #N/A | #N/A | #N/A | #N/A | #N/A | #N/A | #N/A | 25.7647 | #N/A | #N/A | #N/A
2018-11-01 | 70 | 20 | #N/A | #N/A | #N/A | #N/A | #N/A | 39.841 | #N/A | #N/A | #N/A | #N/A | #N/A | #N/A | #N/A | 39.841 | #N/A
2018-12-11 | 250 | 25 | #N/A | #N/A | #N/A | #N/A | #N/A | #N/A | #N/A | #N/A | 27.1526 | #N/A | #N/A | #N/A | #N/A | #N/A | 27.1526
2019-01-29 | 19.99 | 20 | #N/A | #N/A | #N/A | #N/A | #N/A | #N/A | 62.5192 | #N/A | #N/A | #N/A | #N/A | #N/A | #N/A | 62.5192 | #N/A
2019-01-29 | 177 | 20 | #N/A | #N/A | #N/A | #N/A | #N/A | #N/A | 57.372 | #N/A | #N/A | #N/A | #N/A | #N/A | #N/A | 57.372 | #N/A
2019-02-01 | 4.6 | 25 | #N/A | #N/A | #N/A | 45.6051 | #N/A | #N/A | #N/A | #N/A | #N/A | #N/A | #N/A | #N/A | 45.6051 | #N/A | #N/A
2019-02-11 | 50 | 30 | #N/A | 31.8137 | #N/A | #N/A | #N/A | #N/A | #N/A | #N/A | #N/A | #N/A | #N/A | 31.8137 | #N/A | #N/A | #N/A
2019-02-14 | 22 | 20 | #N/A | 26.5425 | #N/A | #N/A | #N/A | #N/A | #N/A | #N/A | #N/A | #N/A | #N/A | 26.5425 | #N/A | #N/A | #N/A
2019-02-28 | 50 | 20 | #N/A | #N/A | 47.9154 | #N/A | #N/A | #N/A | #N/A | #N/A | #N/A | #N/A | #N/A | #N/A | 47.9154 | #N/A | #N/A
2019-03-21 | 160 | 30 | #N/A | 27.969 | #N/A | #N/A | #N/A | #N/A | #N/A | #N/A | #N/A | #N/A | #N/A | 27.969 | #N/A | #N/A | #N/A
2019-03-22 | 120 | 20 | #N/A | 20.9704 | #N/A | #N/A | #N/A | #N/A | #N/A | #N/A | #N/A | #N/A | #N/A | 20.9704 | #N/A | #N/A | #N/A
2019-04-22 | 100 | 20 | #N/A | #N/A | #N/A | #N/A | #N/A | #N/A | #N/A | #N/A | 21.6917 | #N/A | #N/A | #N/A | #N/A | #N/A | 21.6917
2019-04-30 | 75 | 5 | #N/A | #N/A | #N/A | #N/A | #N/A | #N/A | #N/A | #N/A | 28.2627 | #N/A | #N/A | #N/A | #N/A | #N/A | 28.2627
2019-05-28 | 26 | 25 | 27.703 | #N/A | #N/A | #N/A | #N/A | #N/A | #N/A | #N/A | #N/A | #N/A | #N/A | 27.703 | #N/A | #N/A | #N/A
2019-05-30 | 50 | 15 | #N/A | 20.3607 | #N/A | #N/A | #N/A | #N/A | #N/A | #N/A | #N/A | #N/A | #N/A | 20.3607 | #N/A | #N/A | #N/A
2019-06-11 | 55.83 | 15 | 22.5616 | #N/A | #N/A | #N/A | #N/A | #N/A | #N/A | #N/A | #N/A | #N/A | #N/A | 22.5616 | #N/A | #N/A | #N/A
2019-06-18 | 88 | 25 | #N/A | #N/A | 37.8231 | #N/A | #N/A | #N/A | #N/A | #N/A | #N/A | #N/A | #N/A | #N/A | 37.8231 | #N/A | #N/A
2019-06-18 | 22 | 25 | #N/A | #N/A | 37.8231 | #N/A | #N/A | #N/A | #N/A | #N/A | #N/A | #N/A | #N/A | #N/A | 37.8231 | #N/A | #N/A
2019-06-21 | 100 | 20 | 19.5555 | #N/A | #N/A | #N/A | #N/A | #N/A | #N/A | #N/A | #N/A | #N/A | #N/A | 19.5555 | #N/A | #N/A | #N/A
2019-06-27 | 50 | 20 | #N/A | 17.1732 | #N/A | #N/A | #N/A | #N/A | #N/A | #N/A | #N/A | #N/A | #N/A | 17.1732 | #N/A | #N/A | #N/A
2019-06-27 | 300 | 20 | #N/A | 15.8647 | #N/A | #N/A | #N/A | #N/A | #N/A | #N/A | #N/A | #N/A | #N/A | 15.8647 | #N/A | #N/A | #N/A
2019-07-01 | 40 | 15 | 23.1435 | #N/A | #N/A | #N/A | #N/A | #N/A | #N/A | #N/A | #N/A | #N/A | #N/A | 23.1435 | #N/A | #N/A | #N/A
2019-07-01 | 400 | 25 | 15.9055 | #N/A | #N/A | #N/A | #N/A | #N/A | #N/A | #N/A | #N/A | #N/A | #N/A | 15.9055 | #N/A | #N/A | #N/A
2019-07-01 | 80 | 25 | #N/A | 24.3707 | #N/A | #N/A | #N/A | #N/A | #N/A | #N/A | #N/A | #N/A | #N/A | 24.3707 | #N/A | #N/A | #N/A
2019-07-08 | 50 | 20 | #N/A | #N/A | #N/A | #N/A | #N/A | #N/A | #N/A | #N/A | 37.4793 | #N/A | #N/A | #N/A | #N/A | #N/A | 37.4793
2019-07-09 | 62.5 | 20 | 26.7749 | #N/A | #N/A | #N/A | #N/A | #N/A | #N/A | #N/A | #N/A | #N/A | #N/A | 26.7749 | #N/A | #N/A | #N/A
2019-07-25 | 17.5 | 20 | #N/A | #N/A | #N/A | #N/A | #N/A | 25.6042 | #N/A | #N/A | #N/A | #N/A | #N/A | #N/A | #N/A | 25.6042 | #N/A
2019-07-26 | 112 | 15 | 27.4156 | #N/A | #N/A | #N/A | #N/A | #N/A | #N/A | #N/A | #N/A | #N/A | #N/A | 27.4156 | #N/A | #N/A | #N/A
2019-07-26 | 100 | 20 | #N/A | 20.8326 | #N/A | #N/A | #N/A | #N/A | #N/A | #N/A | #N/A | #N/A | #N/A | 20.8326 | #N/A | #N/A | #N/A
2019-08-06 | 100 | 20 | 19.5555 | #N/A | #N/A | #N/A | #N/A | #N/A | #N/A | #N/A | #N/A | #N/A | #N/A | 19.5555 | #N/A | #N/A | #N/A
2019-08-19 | 100 | 20 | #N/A | #N/A | 40.3753 | #N/A | #N/A | #N/A | #N/A | #N/A | #N/A | #N/A | #N/A | #N/A | 40.3753 | #N/A | #N/A
2019-08-30 | 240 | 20 | #N/A | 16.9991 | #N/A | #N/A | #N/A | #N/A | #N/A | #N/A | #N/A | #N/A | #N/A | 16.9991 | #N/A | #N/A | #N/A
2019-09-12 | 65 | 15 | #N/A | #N/A | #N/A | #N/A | #N/A | 27.3512 | #N/A | #N/A | #N/A | #N/A | #N/A | #N/A | #N/A | 27.3512 | #N/A
2019-09-19 | 9.3077 | 20 | #N/A | #N/A | 41.1007 | #N/A | #N/A | #N/A | #N/A | #N/A | #N/A | #N/A | #N/A | #N/A | 41.1007 | #N/A | #N/A
2019-09-22 | 88 | 20 | #N/A | #N/A | #N/A | #N/A | #N/A | 34.6496 | #N/A | #N/A | #N/A | #N/A | #N/A | #N/A | #N/A | 34.6496 | #N/A
2019-09-22 | 90 | 20 | #N/A | #N/A | #N/A | #N/A | #N/A | 33.7641 | #N/A | #N/A | #N/A | #N/A | #N/A | #N/A | #N/A | 33.7641 | #N/A
2019-09-22 | 70 | 20 | #N/A | #N/A | #N/A | #N/A | #N/A | 33.7641 | #N/A | #N/A | #N/A | #N/A | #N/A | #N/A | #N/A | 33.7641 | #N/A
2019-10-01 | 150 | 30 | #N/A | #N/A | #N/A | #N/A | #N/A | #N/A | #N/A | #N/A | 22.4197 | #N/A | #N/A | #N/A | #N/A | #N/A | 22.4197
2019-10-17 | 100 | 20 | #N/A | 12.7513 | #N/A | #N/A | #N/A | #N/A | #N/A | #N/A | #N/A | #N/A | #N/A | 12.7513 | #N/A | #N/A | #N/A
2019-10-17 | 100 | 20 | #N/A | 17.8553 | #N/A | #N/A | #N/A | #N/A | #N/A | #N/A | #N/A | #N/A | #N/A | 17.8553 | #N/A | #N/A | #N/A
2019-10-18 | 35 | 20 | #N/A | #N/A | #N/A | #N/A | #N/A | 32.0953 | #N/A | #N/A | #N/A | #N/A | #N/A | #N/A | #N/A | 32.0953 | #N/A
2019-10-23 | 107 | 15 | #N/A | #N/A | #N/A | #N/A | #N/A | #N/A | #N/A | #N/A | 21.881 | #N/A | #N/A | #N/A | #N/A | #N/A | 21.881
2019-11-05 | 132 | 15 | 24.0691 | #N/A | #N/A | #N/A | #N/A | #N/A | #N/A | #N/A | #N/A | #N/A | #N/A | 24.0691 | #N/A | #N/A | #N/A
2019-11-14 | 250 | 20 | #N/A | 18.3072 | #N/A | #N/A | #N/A | #N/A | #N/A | #N/A | #N/A | #N/A | #N/A | 18.3072 | #N/A | #N/A | #N/A
2019-11-14 | 88 | 20 | #N/A | 18.3072 | #N/A | #N/A | #N/A | #N/A | #N/A | #N/A | #N/A | #N/A | #N/A | 18.3072 | #N/A | #N/A | #N/A
2019-11-19 | 25 | 15 | #N/A | #N/A | #N/A | #N/A | #N/A | #N/A | #N/A | #N/A | 22.9561 | #N/A | #N/A | #N/A | #N/A | #N/A | 22.9561
2019-11-21 | 100 | 20 | #N/A | #N/A | #N/A | #N/A | #N/A | #N/A | #N/A | #N/A | 24.2148 | #N/A | #N/A | #N/A | #N/A | #N/A | 24.2148
2019-11-26 | 44 | 15 | 24.9944 | #N/A | #N/A | #N/A | #N/A | #N/A | #N/A | #N/A | #N/A | #N/A | #N/A | 24.9944 | #N/A | #N/A | #N/A
2019-11-26 | 100 | 25 | #N/A | 21.5516 | #N/A | #N/A | #N/A | #N/A | #N/A | #N/A | #N/A | #N/A | #N/A | 21.5516 | #N/A | #N/A | #N/A
2019-11-26 | 162 | 15 | #N/A | 38.3816 | #N/A | #N/A | #N/A | #N/A | #N/A | #N/A | #N/A | #N/A | #N/A | 38.3816 | #N/A | #N/A | #N/A
2019-12-05 | 100 | 20 | 24.0668 | #N/A | #N/A | #N/A | #N/A | #N/A | #N/A | #N/A | #N/A | #N/A | #N/A | 24.0668 | #N/A | #N/A | #N/A
2019-12-10 | 200 | 17 | #N/A | 23.4523 | #N/A | #N/A | #N/A | #N/A | #N/A | #N/A | #N/A | #N/A | #N/A | 23.4523 | #N/A | #N/A | #N/A
2019-12-17 | 100 | 15 | #N/A | #N/A | #N/A | #N/A | #N/A | #N/A | #N/A | #N/A | 21.881 | #N/A | #N/A | #N/A | #N/A | #N/A | 21.881
2019-12-20 | 50 | 20 | #N/A | #N/A | #N/A | #N/A | #N/A | #N/A | #N/A | 45.0422 | #N/A | #N/A | #N/A | #N/A | #N/A | 45.0422 | #N/A
2019-12-23 | 80 | 15 | #N/A | 24.8988 | #N/A | #N/A | #N/A | #N/A | #N/A | #N/A | #N/A | #N/A | #N/A | 24.8988 | #N/A | #N/A | #N/A
2019-12-23 | 100 | 15 | #N/A | #N/A | #N/A | #N/A | #N/A | #N/A | #N/A | #N/A | 25.3495 | #N/A | #N/A | #N/A | #N/A | #N/A | 25.3495
2020-01-06 | 50.5 | 20 | 26.9194 | #N/A | #N/A | #N/A | #N/A | #N/A | #N/A | #N/A | #N/A | #N/A | #N/A | 26.9194 | #N/A | #N/A | #N/A
2020-01-22 | 35 | 24 | #N/A | #N/A | #N/A | #N/A | #N/A | #N/A | #N/A | #N/A | 20.5725 | #N/A | #N/A | #N/A | #N/A | #N/A | 20.5725
2020-02-14 | 50 | 15 | 31.9048 | #N/A | #N/A | #N/A | #N/A | #N/A | #N/A | #N/A | #N/A | #N/A | #N/A | 31.9048 | #N/A | #N/A | #N/A
2020-02-14 | 160.5 | 17 | 24.6149 | #N/A | #N/A | #N/A | #N/A | #N/A | #N/A | #N/A | #N/A | #N/A | #N/A | 24.6149 | #N/A | #N/A | #N/A
2020-02-19 | 75 | 25 | #N/A | 25.5201 | #N/A | #N/A | #N/A | #N/A | #N/A | #N/A | #N/A | #N/A | #N/A | 25.5201 | #N/A | #N/A | #N/A
2020-02-19 | 80 | 25 | 25.5121 | #N/A | #N/A | #N/A | #N/A | #N/A | #N/A | #N/A | #N/A | #N/A | #N/A | 25.5121 | #N/A | #N/A | #N/A
2020-02-26 | 80 | 20 | #N/A | #N/A | #N/A | #N/A | #N/A | #N/A | #N/A | #N/A | 20.2163 | #N/A | #N/A | #N/A | #N/A | #N/A | 20.2163
2020-03-13 | 22.9 | 30 | #N/A | #N/A | #N/A | #N/A | #N/A | #N/A | 122.5045 | #N/A | #N/A | #N/A | #N/A | #N/A | #N/A | 122.5045 | #N/A
2020-03-25 | 200 | 22 | #N/A | 19.0936 | #N/A | #N/A | #N/A | #N/A | #N/A | #N/A | #N/A | #N/A | #N/A | 19.0936 | #N/A | #N/A | #N/A
2020-04-06 | 95 | 20 | #N/A | #N/A | 24.0791 | #N/A | #N/A | #N/A | #N/A | #N/A | #N/A | #N/A | #N/A | #N/A | 24.0791 | #N/A | #N/A
2020-04-08 | 127.86 | 12 | #N/A | 20.147 | #N/A | #N/A | #N/A | #N/A | #N/A | #N/A | #N/A | #N/A | #N/A | 20.147 | #N/A | #N/A | #N/A
2020-04-08 | 100 | 15 | 23.5032 | #N/A | #N/A | #N/A | #N/A | #N/A | #N/A | #N/A | #N/A | #N/A | #N/A | 23.5032 | #N/A | #N/A | #N/A
2020-05-02 | 100 | 15 | 22.3397 | #N/A | #N/A | #N/A | #N/A | #N/A | #N/A | #N/A | #N/A | #N/A | #N/A | 22.3397 | #N/A | #N/A | #N/A
2020-05-06 | 79 | 25 | #N/A | #N/A | 33.2997 | #N/A | #N/A | #N/A | #N/A | #N/A | #N/A | #N/A | #N/A | #N/A | 33.2997 | #N/A | #N/A
2020-05-19 | 75 | 5 | #N/A | #N/A | #N/A | #N/A | #N/A | #N/A | #N/A | #N/A | 30.7785 | #N/A | #N/A | #N/A | #N/A | #N/A | 30.7785
2020-05-26 | 160 | 20 | #N/A | #N/A | 24.104 | #N/A | #N/A | #N/A | #N/A | #N/A | #N/A | #N/A | #N/A | #N/A | 24.104 | #N/A | #N/A
2020-06-01 | 150 | 15 | #N/A | 25.7121 | #N/A | #N/A | #N/A | #N/A | #N/A | #N/A | #N/A | #N/A | #N/A | 25.7121 | #N/A | #N/A | #N/A
2020-07-10 | 20 | 20 | #N/A | #N/A | #N/A | #N/A | #N/A | 33.3285 | #N/A | #N/A | #N/A | #N/A | #N/A | #N/A | #N/A | 33.3285 | #N/A
2020-07-10 | 20 | 20 | #N/A | #N/A | #N/A | #N/A | #N/A | 33.8854 | #N/A | #N/A | #N/A | #N/A | #N/A | #N/A | #N/A | 33.8854 | #N/A
2020-07-24 | 196 | 15 | #N/A | #N/A | #N/A | #N/A | #N/A | 30.5756 | #N/A | #N/A | #N/A | #N/A | #N/A | #N/A | #N/A | 30.5756 | #N/A
2020-07-24 | 100 | 15 | #N/A | #N/A | #N/A | #N/A | #N/A | 31.2545 | #N/A | #N/A | #N/A | #N/A | #N/A | #N/A | #N/A | 31.2545 | #N/A
2020-08-24 | 50 | 20 | #N/A | #N/A | #N/A | #N/A | #N/A | #N/A | #N/A | 44.655 | #N/A | #N/A | #N/A | #N/A | #N/A | 44.655 | #N/A
2020-08-26 | 150 | 20 | #N/A | #N/A | 34.3964 | #N/A | #N/A | #N/A | #N/A | #N/A | #N/A | #N/A | #N/A | #N/A | 34.3964 | #N/A | #N/A
2020-08-31 | 132 | 20 | #N/A | #N/A | #N/A | #N/A | #N/A | 33.1453 | #N/A | #N/A | #N/A | #N/A | #N/A | #N/A | #N/A | 33.1453 | #N/A
2020-09-14 | 175 | 17 | #N/A | 19.2833 | #N/A | #N/A | #N/A | #N/A | #N/A | #N/A | #N/A | #N/A | #N/A | 19.2833 | #N/A | #N/A | #N/A
2020-09-18 | 70 | 25 | 24.2373 | #N/A | #N/A | #N/A | #N/A | #N/A | #N/A | #N/A | #N/A | #N/A | #N/A | 24.2373 | #N/A | #N/A | #N/A
2020-09-18 | 10 | 20 | 25.3198 | #N/A | #N/A | #N/A | #N/A | #N/A | #N/A | #N/A | #N/A | #N/A | #N/A | 25.3198 | #N/A | #N/A | #N/A
2020-09-23 | 100 | 20 | #N/A | 23.2708 | #N/A | #N/A | #N/A | #N/A | #N/A | #N/A | #N/A | #N/A | #N/A | 23.2708 | #N/A | #N/A | #N/A
2020-09-25 | 200 | 20 | #N/A | 22.3859 | #N/A | #N/A | #N/A | #N/A | #N/A | #N/A | #N/A | #N/A | #N/A | 22.3859 | #N/A | #N/A | #N/A
2020-09-30 | 152.5 | 15 | #N/A | #N/A | #N/A | #N/A | #N/A | 31.1832 | #N/A | #N/A | #N/A | #N/A | #N/A | #N/A | #N/A | 31.1832 | #N/A
2020-10-02 | 233 | 15 | 22.5598 | #N/A | #N/A | #N/A | #N/A | #N/A | #N/A | #N/A | #N/A | #N/A | #N/A | 22.5598 | #N/A | #N/A | #N/A
2020-10-06 | 20 | 20 | #N/A | #N/A | 48.1301 | #N/A | #N/A | #N/A | #N/A | #N/A | #N/A | #N/A | #N/A | #N/A | 48.1301 | #N/A | #N/A
2020-10-29 | 20 | 14 | #N/A | #N/A | #N/A | #N/A | #N/A | 31.2398 | #N/A | #N/A | #N/A | #N/A | #N/A | #N/A | #N/A | 31.2398 | #N/A
2020-11-02 | 63 | 25 | 18.3211 | #N/A | #N/A | #N/A | #N/A | #N/A | #N/A | #N/A | #N/A | #N/A | #N/A | 18.3211 | #N/A | #N/A | #N/A
2020-11-05 | 26 | 20 | 23.3411 | #N/A | #N/A | #N/A | #N/A | #N/A | #N/A | #N/A | #N/A | #N/A | #N/A | 23.3411 | #N/A | #N/A | #N/A
2020-11-06 | 56 | 15 | 27.4553 | #N/A | #N/A | #N/A | #N/A | #N/A | #N/A | #N/A | #N/A | #N/A | #N/A | 27.4553 | #N/A | #N/A | #N/A
2020-12-01 | 50 | 30 | #N/A | 26.3361 | #N/A | #N/A | #N/A | #N/A | #N/A | #N/A | #N/A | #N/A | #N/A | 26.3361 | #N/A | #N/A | #N/A
2020-12-22 | 200 | 15 | #N/A | 18.1305 | #N/A | #N/A | #N/A | #N/A | #N/A | #N/A | #N/A | #N/A | #N/A | 18.1305 | #N/A | #N/A | #N/A
2020-12-23 | 10 | 10 | 62.0543 | #N/A | #N/A | #N/A | #N/A | #N/A | #N/A | #N/A | #N/A | #N/A | #N/A | 62.0543 | #N/A | #N/A | #N/A
2020-12-30 | 7.5 | 25 | #N/A | #N/A | #N/A | #N/A | #N/A | #N/A | #N/A | #N/A | 38.3426 | #N/A | #N/A | #N/A | #N/A | #N/A | 38.3426
2020-12-30 | 80 | 25 | #N/A | 34.821 | #N/A | #N/A | #N/A | #N/A | #N/A | #N/A | #N/A | #N/A | #N/A | 34.821 | #N/A | #N/A | #N/A
2021-01-21 | 90 | 20 | 27.5632 | #N/A | #N/A | #N/A | #N/A | #N/A | #N/A | #N/A | #N/A | #N/A | #N/A | 27.5632 | #N/A | #N/A | #N/A
2021-01-28 | 96 | 15 | #N/A | #N/A | #N/A | #N/A | #N/A | 43.1221 | #N/A | #N/A | #N/A | #N/A | #N/A | #N/A | #N/A | 43.1221 | #N/A
2021-01-28 | 75 | 15 | 22.2302 | #N/A | #N/A | #N/A | #N/A | #N/A | #N/A | #N/A | #N/A | #N/A | #N/A | 22.2302 | #N/A | #N/A | #N/A
2021-02-01 | 190 | 20 | #N/A | 17.1856 | #N/A | #N/A | #N/A | #N/A | #N/A | #N/A | #N/A | #N/A | #N/A | 17.1856 | #N/A | #N/A | #N/A
2021-02-01 | 190 | 20 | #N/A | 16.7447 | #N/A | #N/A | #N/A | #N/A | #N/A | #N/A | #N/A | #N/A | #N/A | 16.7447 | #N/A | #N/A | #N/A
2021-02-04 | 50 | 20 | #N/A | 17.2472 | #N/A | #N/A | #N/A | #N/A | #N/A | #N/A | #N/A | #N/A | #N/A | 17.2472 | #N/A | #N/A | #N/A
2021-02-23 | 50 | 20 | 21.6486 | #N/A | #N/A | #N/A | #N/A | #N/A | #N/A | #N/A | #N/A | #N/A | #N/A | 21.6486 | #N/A | #N/A | #N/A
2021-03-08 | 74.5 | 20 | #N/A | #N/A | #N/A | #N/A | #N/A | #N/A | #N/A | #N/A | 28.2764 | #N/A | #N/A | #N/A | #N/A | #N/A | 28.2764
2021-03-25 | 130 | 25 | #N/A | 19.6755 | #N/A | #N/A | #N/A | #N/A | #N/A | #N/A | #N/A | #N/A | #N/A | 19.6755 | #N/A | #N/A | #N/A
2021-04-01 | 150 | 20 | #N/A | 12.398 | #N/A | #N/A | #N/A | #N/A | #N/A | #N/A | #N/A | #N/A | #N/A | 12.398 | #N/A | #N/A | #N/A
2021-04-01 | 300 | 20 | #N/A | 15.9284 | #N/A | #N/A | #N/A | #N/A | #N/A | #N/A | #N/A | #N/A | #N/A | 15.9284 | #N/A | #N/A | #N/A
2021-04-08 | 50 | 15 | 29.6404 | #N/A | #N/A | #N/A | #N/A | #N/A | #N/A | #N/A | #N/A | #N/A | #N/A | 29.6404 | #N/A | #N/A | #N/A
2021-04-16 | 40 | 31 | #N/A | #N/A | 25.2128 | #N/A | #N/A | #N/A | #N/A | #N/A | #N/A | #N/A | #N/A | #N/A | 25.2128 | #N/A | #N/A
2021-05-07 | 30 | 20 | #N/A | #N/A | 33.4857 | #N/A | #N/A | #N/A | #N/A | #N/A | #N/A | #N/A | #N/A | #N/A | 33.4857 | #N/A | #N/A
2021-05-12 | 100 | 15 | 22.4743 | #N/A | #N/A | #N/A | #N/A | #N/A | #N/A | #N/A | #N/A | #N/A | #N/A | 22.4743 | #N/A | #N/A | #N/A
2021-06-01 | 350 | 25 | #N/A | 19.487 | #N/A | #N/A | #N/A | #N/A | #N/A | #N/A | #N/A | #N/A | #N/A | 19.487 | #N/A | #N/A | #N/A
2021-06-01 | 250 | 25 | #N/A | 20.6156 | #N/A | #N/A | #N/A | #N/A | #N/A | #N/A | #N/A | #N/A | #N/A | 20.6156 | #N/A | #N/A | #N/A
2021-06-01 | 90 | 20 | 18.318 | #N/A | #N/A | #N/A | #N/A | #N/A | #N/A | #N/A | #N/A | #N/A | #N/A | 18.318 | #N/A | #N/A | #N/A
2021-06-04 | 93.5 | 15 | 18.0893 | #N/A | #N/A | #N/A | #N/A | #N/A | #N/A | #N/A | #N/A | #N/A | #N/A | 18.0893 | #N/A | #N/A | #N/A
2021-06-17 | 200 | 30 | #N/A | 25.3934 | #N/A | #N/A | #N/A | #N/A | #N/A | #N/A | #N/A | #N/A | #N/A | 25.3934 | #N/A | #N/A | #N/A
2021-08-12 | 100 | 25 | #N/A | 19.7652 | #N/A | #N/A | #N/A | #N/A | #N/A | #N/A | #N/A | #N/A | #N/A | 19.7652 | #N/A | #N/A | #N/A
2021-08-27 | 80 | 15 | #N/A | #N/A | 26.3554 | #N/A | #N/A | #N/A | #N/A | #N/A | #N/A | #N/A | #N/A | #N/A | 26.3554 | #N/A | #N/A
2021-10-08 | 100 | 25 | #N/A | #N/A | 38.5977 | #N/A | #N/A | #N/A | #N/A | #N/A | #N/A | #N/A | #N/A | #N/A | 38.5977 | #N/A | #N/A
2021-10-14 | 30 | 30 | #N/A | #N/A | #N/A | 25.4199 | #N/A | #N/A | #N/A | #N/A | #N/A | #N/A | #N/A | #N/A | 25.4199 | #N/A | #N/A
2021-10-15 | 125 | 20 | #N/A | #N/A | 40.1189 | #N/A | #N/A | #N/A | #N/A | #N/A | #N/A | #N/A | #N/A | #N/A | 40.1189 | #N/A | #N/A
2021-10-15 | 102 | 15 | 24.4445 | #N/A | #N/A | #N/A | #N/A | #N/A | #N/A | #N/A | #N/A | #N/A | #N/A | 24.4445 | #N/A | #N/A | #N/A
2021-10-18 | 60 | 22 | #N/A | 25.5347 | #N/A | #N/A | #N/A | #N/A | #N/A | #N/A | #N/A | #N/A | #N/A | 25.5347 | #N/A | #N/A | #N/A
2021-12-13 | 107 | 20 | #N/A | #N/A | #N/A | #N/A | #N/A | #N/A | #N/A | #N/A | 25.8118 | #N/A | #N/A | #N/A | #N/A | #N/A | 25.8118
2021-12-17 | 150 | 20 | #N/A | 36.3716 | #N/A | #N/A | #N/A | #N/A | #N/A | #N/A | #N/A | #N/A | #N/A | 36.3716 | #N/A | #N/A | #N/A
2022-01-13 | 55 | 20 | #N/A | #N/A | #N/A | #N/A | #N/A | 42.4904 | #N/A | #N/A | #N/A | #N/A | #N/A | #N/A | #N/A | 42.4904 | #N/A
2022-01-21 | 70 | 20 | 27.3274 | #N/A | #N/A | #N/A | #N/A | #N/A | #N/A | #N/A | #N/A | #N/A | #N/A | 27.3274 | #N/A | #N/A | #N/A
2022-02-16 | 40 | 20 | #N/A | 32.4049 | #N/A | #N/A | #N/A | #N/A | #N/A | #N/A | #N/A | #N/A | #N/A | 32.4049 | #N/A | #N/A | #N/A
2022-02-21 | 150 | 20 | #N/A | 33.286 | #N/A | #N/A | #N/A | #N/A | #N/A | #N/A | #N/A | #N/A | #N/A | 33.286 | #N/A | #N/A | #N/A
2022-02-28 | 110 | 13 | #N/A | #N/A | #N/A | #N/A | #N/A | #N/A | #N/A | 62.0569 | #N/A | #N/A | #N/A | #N/A | #N/A | 62.0569 | #N/A
2022-04-18 | 60 | 20 | #N/A | 32.7871 | #N/A | #N/A | #N/A | #N/A | #N/A | #N/A | #N/A | #N/A | #N/A | 32.7871 | #N/A | #N/A | #N/A
2022-04-20 | 120 | 15 | 37.966 | #N/A | #N/A | #N/A | #N/A | #N/A | #N/A | #N/A | #N/A | #N/A | #N/A | 37.966 | #N/A | #N/A | #N/A
2022-04-28 | 20 | 20 | #N/A | 23.8593 | #N/A | #N/A | #N/A | #N/A | #N/A | #N/A | #N/A | #N/A | #N/A | 23.8593 | #N/A | #N/A | #N/A
2022-05-13 | 130 | 20 | #N/A | 23.9572 | #N/A | #N/A | #N/A | #N/A | #N/A | #N/A | #N/A | #N/A | #N/A | 23.9572 | #N/A | #N/A | #N/A
2022-05-25 | 80 | 10 | #N/A | #N/A | #N/A | 29.3266 | #N/A | #N/A | #N/A | #N/A | #N/A | #N/A | #N/A | #N/A | 29.3266 | #N/A | #N/A
2022-06-23 | 80 | 25 | #N/A | 27.7888 | #N/A | #N/A | #N/A | #N/A | #N/A | #N/A | #N/A | #N/A | #N/A | 27.7888 | #N/A | #N/A | #N/A
2022-07-27 | 66 | 25 | #N/A | 30.3287 | #N/A | #N/A | #N/A | #N/A | #N/A | #N/A | #N/A | #N/A | #N/A | 30.3287 | #N/A | #N/A | #N/A
2022-08-22 | 15.2 | 25 | #N/A | #N/A | 61.915 | #N/A | #N/A | #N/A | #N/A | #N/A | #N/A | #N/A | #N/A | #N/A | 61.915 | #N/A | #N/A
2022-08-22 | 5.6 | 25 | #N/A | #N/A | 62.5749 | #N/A | #N/A | #N/A | #N/A | #N/A | #N/A | #N/A | #N/A | #N/A | 62.5749 | #N/A | #N/A
2022-09-15 | 66 | 15 | #N/A | #N/A | #N/A | #N/A | #N/A | 57.6566 | #N/A | #N/A | #N/A | #N/A | #N/A | #N/A | #N/A | 57.6566 | #N/A
2022-09-15 | 118 | 15 | #N/A | #N/A | #N/A | #N/A | #N/A | 52.4151 | #N/A | #N/A | #N/A | #N/A | #N/A | #N/A | #N/A | 52.4151 | #N/A
2022-09-27 | 107 | 20 | #N/A | #N/A | #N/A | #N/A | #N/A | 37.523 | #N/A | #N/A | #N/A | #N/A | #N/A | #N/A | #N/A | 37.523 | #N/A
2022-09-29 | 100 | 17 | 21.4473 | #N/A | #N/A | #N/A | #N/A | #N/A | #N/A | #N/A | #N/A | #N/A | #N/A | 21.4473 | #N/A | #N/A | #N/A
2022-10-20 | 125 | 20 | #N/A | 19.7476 | #N/A | #N/A | #N/A | #N/A | #N/A | #N/A | #N/A | #N/A | #N/A | 19.7476 | #N/A | #N/A | #N/A
2022-10-25 | 30 | 20 | #N/A | #N/A | 49.7242 | #N/A | #N/A | #N/A | #N/A | #N/A | #N/A | #N/A | #N/A | #N/A | 49.7242 | #N/A | #N/A
2022-10-26 | 60 | 15 | #N/A | #N/A | #N/A | #N/A | #N/A | #N/A | #N/A | #N/A | 31.0123 | #N/A | #N/A | #N/A | #N/A | #N/A | 31.0123
2022-10-28 | 100 | 15 | 22.521 | #N/A | #N/A | #N/A | #N/A | #N/A | #N/A | #N/A | #N/A | #N/A | #N/A | 22.521 | #N/A | #N/A | #N/A
2022-12-21 | 150 | 15 | #N/A | #N/A | #N/A | #N/A | #N/A | 50.3408 | #N/A | #N/A | #N/A | #N/A | #N/A | #N/A | #N/A | 50.3408 | #N/A
2023-01-20 | 100 | 25 | #N/A | 28.6705 | #N/A | #N/A | #N/A | #N/A | #N/A | #N/A | #N/A | #N/A | #N/A | 28.6705 | #N/A | #N/A | #N/A
2023-01-24 | 65 | 20 | #N/A | 36.4325 | #N/A | #N/A | #N/A | #N/A | #N/A | #N/A | #N/A | #N/A | #N/A | 36.4325 | #N/A | #N/A | #N/A
2023-06-30 | 138.8 | 20 | #N/A | #N/A | #N/A | #N/A | #N/A | #N/A | #N/A | #N/A | 46.2745 | #N/A | #N/A | #N/A | #N/A | #N/A | 46.2745
2023-07-21 | 140 | 20 | #N/A | 26.7161 | #N/A | #N/A | #N/A | #N/A | #N/A | #N/A | #N/A | #N/A | #N/A | 26.7161 | #N/A | #N/A | #N/A
2023-10-24 | 100 | 20 | #N/A | 23.9901 | #N/A | #N/A | #N/A | #N/A | #N/A | #N/A | #N/A | #N/A | #N/A | 23.9901 | #N/A | #N/A | #N/A
2023-10-24 | 19.99 | 20 | #N/A | #N/A | #N/A | #N/A | #N/A | #N/A | 68.2287 | #N/A | #N/A | #N/A | #N/A | #N/A | #N/A | 68.2287 | #N/A
2023-10-24 | 19.99 | 20 | #N/A | #N/A | #N/A | #N/A | #N/A | #N/A | 64.3004 | #N/A | #N/A | #N/A | #N/A | #N/A | #N/A | 64.3004 | #N/A
2023-10-24 | 145 | 20 | #N/A | #N/A | #N/A | #N/A | #N/A | #N/A | 72.1551 | #N/A | #N/A | #N/A | #N/A | #N/A | #N/A | 72.1551 | #N/A
2023-10-24 | 19.99 | 20 | #N/A | #N/A | #N/A | #N/A | #N/A | #N/A | 64.4509 | #N/A | #N/A | #N/A | #N/A | #N/A | #N/A | 64.4509 | #N/A
2023-10-24 | 125 | 20 | #N/A | #N/A | #N/A | #N/A | #N/A | #N/A | 58.9634 | #N/A | #N/A | #N/A | #N/A | #N/A | #N/A | 58.9634 | #N/A
2023-10-24 | 135 | 20 | #N/A | #N/A | #N/A | #N/A | #N/A | #N/A | 68.3975 | #N/A | #N/A | #N/A | #N/A | #N/A | #N/A | 68.3975 | #N/A
2023-10-24 | 112 | 20 | #N/A | #N/A | #N/A | #N/A | #N/A | #N/A | 71.5433 | #N/A | #N/A | #N/A | #N/A | #N/A | #N/A | 71.5433 | #N/A
2023-10-24 | 200 | 20 | #N/A | #N/A | #N/A | #N/A | #N/A | #N/A | 61.112 | #N/A | #N/A | #N/A | #N/A | #N/A | #N/A | 61.112 | #N/A
2023-10-24 | 401.64 | 20 | #N/A | #N/A | #N/A | #N/A | #N/A | #N/A | 59.9513 | #N/A | #N/A | #N/A | #N/A | #N/A | #N/A | 59.9513 | #N/A
2023-10-24 | 100 | 20 | #N/A | #N/A | #N/A | #N/A | #N/A | #N/A | 55.7311 | #N/A | #N/A | #N/A | #N/A | #N/A | #N/A | 55.7311 | #N/A
2023-11-15 | 25 | 25 | #N/A | 26.8332 | #N/A | #N/A | #N/A | #N/A | #N/A | #N/A | #N/A | #N/A | #N/A | 26.8332 | #N/A | #N/A | #N/A
2023-11-17 | 300 | 20 | #N/A | #N/A | 47.0921 | #N/A | #N/A | #N/A | #N/A | #N/A | #N/A | #N/A | #N/A | #N/A | 47.0921 | #N/A | #N/A
2024-01-31 | 200 | 25 | #N/A | 28.9299 | #N/A | #N/A | #N/A | #N/A | #N/A | #N/A | #N/A | #N/A | #N/A | 28.9299 | #N/A | #N/A | #N/A
2024-02-15 | 125 | 20 | 35.9106 | #N/A | #N/A | #N/A | #N/A | #N/A | #N/A | #N/A | #N/A | #N/A | #N/A | 35.9106 | #N/A | #N/A | #N/A
2024-03-21 | 35 | 12 | #N/A | #N/A | 48.6326 | #N/A | #N/A | #N/A | #N/A | #N/A | #N/A | #N/A | #N/A | #N/A | 48.6326 | #N/A | #N/A
2024-05-03 | 127.85 | 25 | #N/A | 25.5936 | #N/A | #N/A | #N/A | #N/A | #N/A | #N/A | #N/A | #N/A | #N/A | 25.5936 | #N/A | #N/A | #N/A
2024-05-03 | 700 | 25 | #N/A | 25.8673 | #N/A | #N/A | #N/A | #N/A | #N/A | #N/A | #N/A | #N/A | #N/A | 25.8673 | #N/A | #N/A | #N/A
2024-12-03 | 92.98 | 20 | #N/A | #N/A | #N/A | #N/A | #N/A | #N/A | 78.6657 | #N/A | #N/A | #N/A | #N/A | #N/A | #N/A | 78.6657 | #N/A
2024-12-03 | 19.99 | 20 | #N/A | #N/A | #N/A | #N/A | #N/A | #N/A | 79.6309 | #N/A | #N/A | #N/A | #N/A | #N/A | #N/A | 79.6309 | #N/A
2024-12-03 | 280 | 20 | #N/A | #N/A | #N/A | #N/A | #N/A | #N/A | 81.6177 | #N/A | #N/A | #N/A | #N/A | #N/A | #N/A | 81.6177 | #N/A
2024-12-03 | 19.99 | 20 | #N/A | #N/A | #N/A | #N/A | #N/A | #N/A | 79.6309 | #N/A | #N/A | #N/A | #N/A | #N/A | #N/A | 79.6309 | #N/A
2024-12-03 | 19.99 | 20 | #N/A | #N/A | #N/A | #N/A | #N/A | #N/A | 79.6309 | #N/A | #N/A | #N/A | #N/A | #N/A | #N/A | 79.6309 | #N/A
2024-12-03 | 19.99 | 20 | #N/A | #N/A | #N/A | #N/A | #N/A | #N/A | 79.6309 | #N/A | #N/A | #N/A | #N/A | #N/A | #N/A | 79.6309 | #N/A
2024-12-03 | 19.99 | 20 | #N/A | #N/A | #N/A | #N/A | #N/A | #N/A | 79.6309 | #N/A | #N/A | #N/A | #N/A | #N/A | #N/A | 79.6309 | #N/A
2024-12-03 | 19.99 | 20 | #N/A | #N/A | #N/A | #N/A | #N/A | #N/A | 79.6309 | #N/A | #N/A | #N/A | #N/A | #N/A | #N/A | 79.6309 | #N/A
2024-12-03 | 19.99 | 20 | #N/A | #N/A | #N/A | #N/A | #N/A | #N/A | 86.3714 | #N/A | #N/A | #N/A | #N/A | #N/A | #N/A | 86.3714 | #N/A
2024-12-03 | 19.99 | 20 | #N/A | #N/A | #N/A | #N/A | #N/A | #N/A | 73.55 | #N/A | #N/A | #N/A | #N/A | #N/A | #N/A | 73.55 | #N/A
2024-12-03 | 18 | 20 | #N/A | #N/A | #N/A | #N/A | #N/A | #N/A | 79.6309 | #N/A | #N/A | #N/A | #N/A | #N/A | #N/A | 79.6309 | #N/A
2024-12-03 | 15 | 20 | #N/A | #N/A | #N/A | #N/A | #N/A | #N/A | 75.3437 | #N/A | #N/A | #N/A | #N/A | #N/A | #N/A | 75.3437 | #N/A
2024-12-03 | 19.99 | 20 | #N/A | #N/A | #N/A | #N/A | #N/A | #N/A | 79.6309 | #N/A | #N/A | #N/A | #N/A | #N/A | #N/A | 79.6309 | #N/A
2024-12-03 | 19.99 | 20 | #N/A | #N/A | #N/A | #N/A | #N/A | #N/A | 79.6309 | #N/A | #N/A | #N/A | #N/A | #N/A | #N/A | 79.6309 | #N/A
2024-12-03 | 500 | 20 | #N/A | #N/A | #N/A | #N/A | #N/A | #N/A | 58.8902 | #N/A | #N/A | #N/A | #N/A | #N/A | #N/A | 58.8902 | #N/A
2024-12-03 | 19.99 | 20 | #N/A | #N/A | #N/A | #N/A | #N/A | #N/A | 76.2969 | #N/A | #N/A | #N/A | #N/A | #N/A | #N/A | 76.2969 | #N/A
2024-12-03 | 200 | 20 | #N/A | #N/A | #N/A | #N/A | #N/A | #N/A | 82.558 | #N/A | #N/A | #N/A | #N/A | #N/A | #N/A | 82.558 | #N/A
2024-12-03 | 100 | 20 | #N/A | #N/A | #N/A | #N/A | #N/A | #N/A | 75.6933 | #N/A | #N/A | #N/A | #N/A | #N/A | #N/A | 75.6933 | #N/A
2024-12-03 | 79.8 | 20 | #N/A | #N/A | #N/A | #N/A | #N/A | #N/A | 80.7385 | #N/A | #N/A | #N/A | #N/A | #N/A | #N/A | 80.7385 | #N/A
2025-01-25 | 150 | 15 | 45.0266 | #N/A | #N/A | #N/A | #N/A | #N/A | #N/A | #N/A | #N/A | #N/A | #N/A | 45.0266 | #N/A | #N/A | #N/A
2025-02-01 | 12.15 | 20 | #N/A | #N/A | #N/A | #N/A | #N/A | #N/A | 122.6537 | #N/A | #N/A | #N/A | #N/A | #N/A | #N/A | 122.6537 | #N/A
2025-06-13 | 90 | 20 | #N/A | 28.2141 | #N/A | #N/A | #N/A | #N/A | #N/A | #N/A | #N/A | #N/A | #N/A | 28.2141 | #N/A | #N/A | #N/A
2025-06-13 | 100 | 20 | #N/A | 29.512 | #N/A | #N/A | #N/A | #N/A | #N/A | #N/A | #N/A | #N/A | #N/A | 29.512 | #N/A | #N/A | #N/A
2025-06-13 | 100 | 20 | #N/A | 30.6019 | #N/A | #N/A | #N/A | #N/A | #N/A | #N/A | #N/A | #N/A | #N/A | 30.6019 | #N/A | #N/A | #N/A
Note on V45: Sample size is currently too small to report an average
25 MW
23 MW
110 MW
25 MW

## PPA Price for CSP Plants
Levelized PPA prices for CSP and PV plants in AZ, CA, and NV (by PPA capacity and execution date)
Source: Berkeley Lab, FERC
PV plants in AZ, CA, and NV (for comparison) |  |  | CSP plants in AZ, CA, and NV
PPA Execution Date | Capacity (MW) | 2024 $/MWh | PPA Execution Date | Capacity (MW) | 2024 $/MWh
2007-06-25 | 5 | 253.185 | 2009-04-28 | 377 | 178.5439 | CSP tower, no storage
2008-07-01 | 550 | 170.7732
2008-07-23 | 210 | 148.7274 | 2009-11-04 | 110 | 154.6886 | CSP tower, 10 hours storage
2008-12-19 | 10 | 196.1542
2009-05-08 | 230 | 165.8673 | 2009-09-28 | 250 | 222.6642 | CSP trough, no storage
2009-06-01 | 20 | 147.1977 | 2011-07-15 | 250 | 229.6035 | CSP trough, no storage
2009-06-22 | 48 | 194.3615
2009-08-17 | 250 | 164.4117 | 2010-12-15 | 250 | 152.7534 | CSP trough, 6 hours storage
2009-09-08 | 250 | 233.8455
2009-11-20 | 21 | 136.5907
2009-12-24 | 6 | 288.6225
2009-12-24 | 19 | 288.6225
2009-12-24 | 20 | 288.6225
2010-01-26 | 50 | 186.7628
2010-01-26 | 20 | 186.7628
2010-01-26 | 20 | 190.6146
2010-02-02 | 50 | 156.978
2010-02-24 | 300 | 160.9508
2010-03-06 | 40 | 153.7062
2010-04-19 | 29 | 119.7424
2010-04-21 | 66 | 160.4185
2010-04-29 | 25 | 150.3057
2010-05-10 | 125 | 151.644
2010-05-20 | 25.8 | 181.378
2010-06-01 | 20 | 150.3057
2010-07-26 | 20 | 151.5367
2010-07-29 | 150 | 179.361
2010-07-29 | 45 | 146.7706
2010-08-24 | 23 | 128.5378
2010-09-20 | 62.5 | 146.4997
2010-11-10 | 130 | 148.4384
2010-11-15 | 14 | 91.0239
2010-11-15 | 20 | 88.1786
2010-12-01 | 9 | 157.4035
2010-12-21 | 60 | 151.0085
2010-12-30 | 309 | 128.7213
2010-12-30 | 20 | 169.0612
2011-01-05 | 270 | 129.0099
2011-01-07 | 110 | 145.2841
2011-01-25 | 26 | 152.5566
2011-02-07 | 250 | 134.8109
2011-02-11 | 30 | 128.6252
2011-02-11 | 20 | 131.9979
2011-03-08 | 150 | 105.9911
2011-06-03 | 110 | 134.7722
2011-06-03 | 127 | 125.0763
2011-06-21 | 150 | 120.9076
2011-07-08 | 24 | 140.5518
2011-07-14 | 20 | 113.1655
2011-07-21 | 150 | 133.1111
2011-09-29 | 250 | 96.3085
2011-10-01 | 9 | 155.9273
2011-12-08 | 19 | 122.101
2011-12-20 | 20 | 95.0338
2011-12-20 | 20 | 93.39
2012-01-01 | 15 | 95.799
2012-01-01 | 15 | 85.949
2012-02-03 | 200 | 99.163
2012-02-27 | 20 | 91.1697
2012-07-03 | 20 | 103.0414
2012-07-03 | 20 | 109.3947
2012-08-03 | 20 | 104.376
2012-08-13 | 20 | 106.2157
2012-08-16 | 102 | 103.8522
2012-08-29 | 20 | 100.765
2012-08-31 | 250 | 102.9261
2012-09-17 | 20 | 97.9956
2012-09-17 | 20.8 | 117.2443
2012-10-17 | 10 | 101.2916
2012-11-01 | 20 | 79.5258
2012-11-15 | 20 | 91.3589
2012-12-12 | 250 | 88.7445
2012-12-13 | 20 | 95.5716
2013-02-28 | 45 | 89.8644
2013-03-22 | 20 | 102.5528
2013-03-22 | 20 | 100.9776
2013-03-25 | 20 | 85.0403
2013-04-10 | 20 | 97.6202
2013-04-16 | 20 | 71.7752
2013-06-01 | 20 | 64.2309
2013-06-03 | 48 | 73.1465
2013-06-03 | 40 | 74.1269
2013-07-03 | 50 | 62.7322
2013-07-10 | 40 | 64.0168
2013-07-10 | 20 | 68.6712
2013-07-17 | 20 | 94.4017
2013-07-17 | 12 | 94.4017
2013-09-06 | 15 | 74.0283
2013-09-27 | 20 | 70.7098
2013-10-09 | 20 | 73.4
2013-10-22 | 20 | 70.9679
2013-12-01 | 7.314 | 90.4907
2013-12-19 | 150 | 61.3528
2014-01-30 | 7 | 76.3369
2014-03-17 | 20 | 69.7289
2014-03-26 | 25 | 64.5909
2014-05-27 | 30 | 68.8803
2014-06-12 | 30 | 63.0119
2014-07-18 | 93.6 | 61.9042
2014-07-23 | 45 | 63.228
2014-07-24 | 56 | 62.5113
2014-07-24 | 56 | 63.1271
2014-07-31 | 200 | 49.8331
2014-08-19 | 100 | 66.0039
2014-08-25 | 60 | 67.1581
2014-09-03 | 60 | 54.9303
2014-10-03 | 30 | 66.1047
2014-10-20 | 40 | 62.6038
2014-10-21 | 11.4 | 67.9687
2014-10-21 | 20 | 70.8643
2014-10-22 | 20 | 62.4373
2014-10-22 | 20 | 62.4373
2014-10-22 | 15 | 62.4373
2014-10-22 | 20 | 62.4373
2014-10-22 | 20 | 54.449
2014-10-22 | 14.7 | 77.2201
2014-10-22 | 19.5 | 74.8891
2014-10-22 | 19.5 | 74.9078
2014-11-13 | 30 | 67.2451
2014-11-18 | 45 | 53.9899
2014-12-09 | 130 | 67.4916
2015-03-05 | 10.5 | 91.9954
2015-03-23 | 20 | 74.5603
2015-04-03 | 54 | 49.2362
2015-04-14 | 6.8 | 68.5489
2015-04-17 | 20 | 58.1987
2015-06-05 | 100 | 45.9977
2015-06-19 | 100 | 48.6543
2015-06-23 | 46 | 53.3259
2015-06-25 | 100.815 | 60.178
2015-07-15 | 125 | 57.1871
2015-07-16 | 150 | 53.1119
2015-07-16 | 180 | 53.5411
2015-08-05 | 30 | 49.2366
2015-08-12 | 10 | 54.9873
2015-08-28 | 150 | 55.2144
2015-09-03 | 10.88 | 81.1017
2015-10-08 | 50 | 53.7473
2015-10-09 | 154.272 | 46.3871
2015-10-09 | 103.5 | 42.1586
2015-10-15 | 125 | 47.2039
2015-11-05 | 85 | 56.4872
2015-11-06 | 54 | 48.8976
2015-11-20 | 86 | 48.4234
2015-11-30 | 50 | 50.9991
2015-12-17 | 90 | 44.225
2015-12-17 | 20 | 72.8959
2015-12-18 | 20 | 57.4332
2015-12-18 | 20 | 57.4162
2015-12-18 | 20 | 57.5091
2015-12-18 | 20 | 55.4773
2016-01-06 | 26 | 30.6946
2016-05-19 | 100 | 37.6103
2016-08-02 | 128 | 34.0042
2016-08-04 | 20 | 45.0111
2016-09-15 | 100 | 45.603
2016-09-23 | 40 | 39.11
2016-09-23 | 20 | 39.11
2016-09-23 | 50 | 39.11
2016-09-23 | 50 | 39.11
2016-11-15 | 105 | 41.8284
2016-11-18 | 80 | 36.6489
2016-11-18 | 125 | 30.8806
2016-12-15 | 200 | 34.4679
2017-01-17 | 60 | 42.5541
2017-03-23 | 17 | 34.9091
2017-05-22 | 100 | 22.9863
2017-07-17 | 40 | 28.8335
2017-08-08 | 252.32 | 52.4383
2017-08-25 | 100 | 29.8704
2017-09-22 | 20 | 35.3069
2017-09-22 | 20 | 35.3069
2017-09-22 | 20 | 35.3069
2017-09-23 | 200 | 31.7777
2017-09-26 | 62.5 | 30.6305
2017-09-26 | 50 | 30.0756
2017-10-06 | 25 | 29.3163
2017-10-06 | 25 | 29.3163
2017-10-30 | 50 | 32.5461
2017-11-08 | 5 | 32.1495
2017-11-14 | 15 | 32.1495
2017-12-08 | 45 | 20.7575
2018-01-09 | 30 | 29.9779
2018-01-26 | 100 | 25.9327
2018-02-21 | 106.688 | 49.2287
2018-05-07 | 100 | 32.5967
2018-05-30 | 300 | 19.3997
2018-05-30 | 250 | 23.274
2018-05-30 | 50 | 25.6304
2018-05-30 | 101 | 22.1398
2018-05-30 | 200 | 22.1482
2018-05-30 | 100 | 25.0306
2018-06-08 | 30 | 23.0082
2018-06-26 | 100 | 23.8301
2018-09-09 | 100 | 29.3114
2018-09-11 | 100 | 20.9999
2018-09-20 | 100 | 22.7063
2018-10-18 | 13 | 38.587
2018-10-25 | 128 | 25.7647
2019-03-21 | 160 | 27.969
2019-05-28 | 26 | 27.7029
2019-06-11 | 55.83 | 22.5616
2019-06-21 | 100 | 19.5554
2019-07-01 | 40 | 23.1435
2019-07-01 | 400 | 15.9055
2019-07-09 | 62.5 | 26.7749
2019-07-26 | 112 | 27.4156
2019-07-26 | 100 | 20.8326
2019-08-06 | 100 | 19.5554
2019-11-05 | 132 | 24.0691
2019-11-14 | 250 | 18.3072
2019-11-14 | 88 | 18.3072
2019-11-26 | 44 | 24.9944
2019-12-05 | 100 | 24.0668
2020-01-06 | 50.5 | 26.9194
2020-02-14 | 50 | 31.9048
2020-02-14 | 160.5 | 24.6149
2020-03-25 | 200 | 19.0935
2020-04-08 | 127.86 | 20.147
2020-04-08 | 100 | 23.5032
2020-05-02 | 100 | 22.3398
2020-10-02 | 233 | 22.5597
2020-11-02 | 63 | 18.3211
2020-11-05 | 26 | 23.3411
2020-11-06 | 56 | 27.4553
2020-12-01 | 50 | 26.3361
2020-12-23 | 10 | 62.0543
2021-01-21 | 90 | 27.5632
2021-01-28 | 75 | 22.2302
2021-02-23 | 50 | 21.6486
2021-03-25 | 130 | 19.6755
2021-04-08 | 50 | 29.6404
2021-05-12 | 100 | 22.4743
2021-06-01 | 350 | 19.487
2021-06-01 | 250 | 20.6156
2021-06-01 | 90 | 18.318
2021-06-04 | 93.5 | 18.0893
2021-06-17 | 200 | 25.3934
2021-08-12 | 100 | 19.7652
2021-10-15 | 102 | 24.4445
2021-10-18 | 60 | 25.5347
2022-01-21 | 70 | 27.3274
2022-04-18 | 60 | 32.7871
2022-04-20 | 120 | 37.966
2022-04-28 | 20 | 23.8593
2022-09-29 | 100 | 21.4473
2022-10-20 | 125 | 19.7476
2022-10-28 | 100 | 22.521
2023-01-24 | 65 | 36.4325
2023-11-15 | 25 | 26.8332
2024-01-31 | 200 | 28.9299
2024-02-15 | 125 | 35.9105
2024-05-03 | 127.85 | 25.5936
2024-05-03 | 700 | 25.8673
2025-01-25 | 150 | 45.0266

## Annual Average PPA Price
Generation-weighted average levelized solar PPA prices by PPA execution date and region | [8 empty] | Generation-weighted average levelized solar PPA prices by PPA execution date and consolidated region
Source: Berkeley Lab, FERC, NYSERDA
Note: Averages shown only if there are two or more PPAs in a given region-year.
PPA | Lower 48 | Hawaii | CAISO | West (non-ISO) | MISO | SPP | ERCOT | PJM | NYISO | ISO-NE | Southeast (non-ISO) | PPA | Nationwide |  | Hawaii |  | CAISO |  | West (non-ISO) |  | MISO |  | SPP |  | ERCOT |  | PJM |  | NYISO |  | ISO-NE |  | Southeast (non-ISO)
Execution | Average PPA | Average PPA | Average PPA | Average PPA | Average PPA | Average PPA | Average PPA | Average PPA | Average PPA | Average PPA | Average PPA | Execution | Sample |  | Sample |  | Sample |  | Sample |  | Sample |  | Sample |  | Sample |  | Sample |  | Sample |  | Sample |  | Sample
Year | 2024 $/MWh | 2024 $/MWh | 2024 $/MWh | 2024 $/MWh | 2024 $/MWh | 2024 $/MWh | 2024 $/MWh | 2024 $/MWh | 2024 $/MWh | 2024 $/MWh | 2024 $/MWh | Year | MW | Plants | MW | Plants | MW | Plants | MW | Plants | MW | Plants | MW | Plants | MW | Plants | MW | Plants | MW | Plants | MW | Plants | MW | Plants
2006 | [11 empty] | 2006 | 7 | 1 | 0 | 0 | 0 | 0 | 7 | 1 | 0 | 0 | 0 | 0 | 0 | 0 | 0 | 0 | 0 | 0 | 0 | 0 | 0 | 0
2007 | [11 empty] | 2007 | 5 | 1 | 0 | 0 | 5 | 1 | 0 | 0 | 0 | 0 | 0 | 0 | 0 | 0 | 0 | 0 | 0 | 0 | 0 | 0 | 0 | 0
2008 | 164.5081 |  | 164.5081 | [8 empty] | 2008 | 770 | 3 | 0 | 0 | 770 | 3 | 0 | 0 | 0 | 0 | 0 | 0 | 0 | 0 | 0 | 0 | 0 | 0 | 0 | 0 | 0 | 0
2009 | 187.0745 |  | 189.9824 | 156.9431 |  |  | 194.2204 |  |  |  |  | 2009 | 1029.68 | 16 | 0 | 0 | 844 | 8 | 69 | 3 | 0 | 0 | 50 | 1 | 44 | 2 | 10.08 | 1 | 0 | 0 | 0 | 0 | 12.6 | 1
2010 | 153.4287 |  | 151.9148 | 142.9001 |  |  | #N/A |  |  |  | 189.4846 | 2010 | 1753.45 | 31 | 0 | 0 | 1457.3 | 17 | 251 | 11 | 0 | 0 | 0 | 0 | 0 | 0 | 0 | 0 | 32 | 1 | 0 | 0 | 13.15 | 2
2011 | 124.5123 |  | 120.9529 | 128.829 |  |  | #N/A |  |  |  | #N/A | 2011 | 1811 | 21 | 6 | 1 | 1260 | 10 | 495 | 8 | 0 | 0 | 0 | 0 | 0 | 0 | 20 | 1 | 0 | 0 | 0 | 0 | 30 | 1
2012 | 96.2131 |  | 100.48 | 92.4049 |  |  | #N/A |  |  |  | #N/A | 2012 | 1112.8 | 19 | 0 | 0 | 512.8 | 13 | 600 | 6 | 0 | 0 | 0 | 0 | 0 | 0 | 0 | 0 | 0 | 0 | 0 | 0 | 0 | 0
2013 | 77.0579 |  | 74.9933 | 69.6574 |  |  | #N/A |  |  |  | #N/A | 2013 | 708.114 | 24 | 12 | 1 | 489.314 | 17 | 138 | 3 | 28.8 | 1 | 0 | 0 | 0 | 0 | 0 | 0 | 0 | 0 | 20 | 1 | 20 | 1
2014 | 61.6883 |  | 61.3463 | 62.0239 |  |  | #N/A |  |  |  | 64.305 | 2014 | 2232.216 | 43 | 0 | 0 | 860.7 | 21 | 559.416 | 10 | 100 | 1 | 0 | 0 | 150 | 1 | 10.3 | 1 | 0 | 0 | 0 | 0 | 551.8 | 9
2015 | 50.8894 |  | 53.3196 | 46.7298 | 56.991 | 42.7178 | 38.6572 |  |  |  | 53.2015 | 2015 | 3619.317 | 60 | 27.6 | 1 | 1348.887 | 21 | 865.48 | 14 | 215.25 | 4 | 168.6 | 4 | 330 | 3 | 80 | 1 | 0 | 0 | 0 | 0 | 583.5 | 12
2016 | 41.4299 |  | 38.1028 | 36.1943 | #N/A |  | #N/A | 49.7643 | 103.6488 |  | 50.8613 | 2016 | 1501.26 | 25 | 0 | 0 | 744 | 11 | 323.8 | 4 | 0 | 0 | 0 | 0 | 150 | 1 | 180 | 3 | 74.9 | 4 | 0 | 0 | 28.56 | 2
2017 | 39.0331 | 100.4206 | 37.1162 | 32.477 | 33.4767 |  | 23.6513 | 90.2273 | #N/A | 80.3673 | 30.3766 | 2017 | 2803.93 | 48 | 109.6 | 3 | 906.82 | 14 | 306 | 6 | 299 | 3 | 0 | 0 | 170 | 2 | 16.8 | 2 | 0 | 0 | 256.11 | 8 | 739.6 | 10
2018 | 28.7505 |  | 32.3661 | 22.9318 | 37.3707 |  |  | 33.8975 | 65.5999 |  | 28.3039 | 2018 | 4693.0995 | 62 | 0 | 0 | 534.688 | 5 | 2258 | 23 | 399.5 | 9 | 5.6815 | 1 | 144 | 1 | 236 | 3 | 286.23 | 10 | 0 | 0 | 829 | 10
2019 | 24.1632 |  | 20.9029 | 21.0421 | 40.9457 |  |  | 32.3764 | 57.8451 |  | 24.0205 | 2019 | 5117.7277 | 53 | 0 | 0 | 1172.33 | 11 | 2252 | 18 | 269.3077 | 5 | 4.6 | 1 | 0 | 0 | 365.5 | 6 | 196.99 | 2 | 50 | 1 | 807 | 9
2020 | 25.7494 |  | 24.3726 | 21.8964 | 29.7704 |  |  | 31.5663 | #N/A |  | 25.0791 | 2020 | 3781.76 | 41 | 0 | 0 | 1009 | 13 | 1357.86 | 10 | 504 | 5 | 0 | 0 | 0 | 0 | 640.5 | 7 | 22.9 | 1 | 50 | 1 | 197.5 | 4
2021 | 22.4022 |  | 22.6508 | 19.7378 | 35.8692 |  |  | #N/A | #N/A |  | 26.9262 | 2021 | 3453 | 29 | 0 | 0 | 650.5 | 8 | 2120 | 12 | 375 | 5 | 30 | 1 | 0 | 0 | 96 | 1 | 0 | 0 | 0 | 0 | 181.5 | 2
2022 | 34.0413 |  | 27.582 | 27.2307 | 54.1081 |  |  | 47.985 | #N/A |  |  | 2022 | 1857.8 | 23 | 0 | 0 | 390 | 4 | 671 | 8 | 50.8 | 3 | 80 | 1 | 0 | 0 | 496 | 5 | 0 | 0 | 110 | 1 | 60 | 1
2023 | 50.6103 |  |  | 28.1605 |  |  |  |  | 63.2326 |  |  | 2023 | 2147.41 | 17 | 0 | 0 | 0 | 0 | 430 | 5 | 300 | 1 | 0 | 0 | 0 | 0 | 0 | 0 | 1278.61 | 10 | 0 | 0 | 138.8 | 1
2024 | 48.1613 |  |  | 26.4201 |  |  |  |  | 72.9161 |  |  | 2024 | 2693.52 | 24 | 0 | 0 | 125 | 1 | 1027.85 | 3 | 35 | 1 | 0 | 0 | 0 | 0 | 0 | 0 | 1505.67 | 19 | 0 | 0 | 0 | 0
PPA | Lower 48 | Hawaii | West | Central | Northeast | Southeast | LevelTen | Trio |  |  |  | PPA | Nationwide |  | Hawaii |  | West |  | Central |  | Northeast |  | Southeast
Execution | Average PPA | Average PPA | Average PPA | Average PPA | Average PPA | Average PPA | Price Data | Price Data |  |  |  | Execution | Sample |  | Sample |  | Sample |  | Sample |  | Sample |  | Sample
Year | 2024 $/MWh | 2024 $/MWh | 2024 $/MWh | 2024 $/MWh | 2024 $/MWh | 2024 $/MWh | 2024 $/MWh | 2024 $/MWh |  |  |  | Year | MW | Plants | MW | Plants | MW | Plants | MW | Plants | MW | Plants | MW | Plants
2006 | [11 empty] | 2006 | 7 | 1 | 0 | 0 | 7 | 1 | 0 | 0 | 0 | 0 | 0 | 0
2007 | [11 empty] | 2007 | 5 | 1 | 0 | 0 | 5 | 1 | 0 | 0 | 0 | 0 | 0 | 0
2008 | 164.5081 |  | 164.5081 | [8 empty] | 2008 | 770 | 3 | 0 | 0 | 770 | 3 | 0 | 0 | 0 | 0 | 0 | 0
2009 | 187.0745 |  | 187.5592 | 170.1238 | [7 empty] | 2009 | 1029.68 | 16 | 0 | 0 | 913 | 11 | 94 | 3 | 10.08 | 1 | 12.6 | 1
2010 | 153.4287 |  | 150.6136 | #N/A |  | 189.4846 | [5 empty] | 2010 | 1753.45 | 31 | 0 | 0 | 1708.3 | 28 | 0 | 0 | 32 | 1 | 13.15 | 2
2011 | 124.5123 |  | 123.1926 | #N/A |  | #N/A | [5 empty] | 2011 | 1811 | 21 | 6 | 1 | 1755 | 18 | 0 | 0 | 20 | 1 | 30 | 1
2012 | 96.2131 |  | 96.2131 | #N/A |  | #N/A | [5 empty] | 2012 | 1112.8 | 19 | 0 | 0 | 1112.8 | 19 | 0 | 0 | 0 | 0 | 0 | 0
2013 | 77.0579 |  | 73.95 | #N/A |  | #N/A | [5 empty] | 2013 | 708.114 | 24 | 12 | 1 | 627.314 | 20 | 28.8 | 1 | 20 | 1 | 20 | 1
2014 | 61.6883 |  | 61.6174 | 56.8266 |  | 64.305 | [5 empty] | 2014 | 2232.216 | 43 | 0 | 0 | 1420.116 | 31 | 250 | 2 | 10.3 | 1 | 551.8 | 9
2015 | 50.8894 |  | 50.7026 | 44.3599 |  | 53.2015 | [5 empty] | 2015 | 3619.317 | 60 | 27.6 | 1 | 2214.367 | 35 | 713.85 | 11 | 80 | 1 | 583.5 | 12
2016 | 41.4299 |  | 37.4642 | #N/A | 63.2349 | 50.8613 | [5 empty] | 2016 | 1501.26 | 25 | 0 | 0 | 1067.8 | 15 | 150 | 1 | 254.9 | 7 | 28.56 | 2
2017 | 39.0331 | 100.4206 | 35.9848 | 29.3415 | 81.0363 | 30.3766 | [5 empty] | 2017 | 2803.93 | 48 | 109.6 | 3 | 1212.82 | 20 | 469 | 5 | 272.91 | 10 | 739.6 | 10
2018 | 28.7505 |  | 24.7464 | 36.5015 | 49.8228 | 28.3039 | 28.9673 |  |  |  |  | 2018 | 4693.0995 | 62 | 0 | 0 | 2792.688 | 28 | 549.1815 | 11 | 522.23 | 13 | 829 | 10
2019 | 24.1632 |  | 20.9925 | 41.0448 | 40.399 | 24.0205 | 26.8279 |  |  |  |  | 2019 | 5117.7277 | 53 | 0 | 0 | 3424.33 | 29 | 273.9077 | 6 | 612.49 | 9 | 807 | 9
2020 | 25.7494 |  | 22.9336 | 29.7704 | 35.2719 | 25.0791 | 27.199 |  |  |  |  | 2020 | 3781.76 | 41 | 0 | 0 | 2366.86 | 23 | 504 | 5 | 713.4 | 9 | 197.5 | 4
2021 | 22.4022 |  | 20.4386 | 34.6085 | #N/A | 26.9262 | 29.5245 | 31.8463 |  |  |  | 2021 | 3453 | 29 | 0 | 0 | 2770.5 | 20 | 405 | 6 | 96 | 1 | 181.5 | 2
2022 | 34.0413 |  | 27.3571 | 38.0673 | 50.1629 |  | 36.5251 | 42.3963 |  |  |  | 2022 | 1857.8 | 23 | 0 | 0 | 1061 | 12 | 130.8 | 4 | 606 | 6 | 60 | 1
2023 | 50.6103 |  | 28.1605 |  | 63.2326 |  | 44.3482 | 48.9836 |  |  |  | 2023 | 2147.41 | 17 | 0 | 0 | 430 | 5 | 300 | 1 | 1278.61 | 10 | 138.8 | 1
2024 | 48.1613 |  | 27.451 |  | 72.9161 |  | 46.9021 | 54.1548 |  |  |  | 2024 | 2693.52 | 24 | 0 | 0 | 1152.85 | 4 | 35 | 1 | 1505.67 | 19 | 0 | 0
Note: West = CAISO, West (non-ISO); Central = MISO, SPP, ERCOT; Northeast = PJM, NYISO, ISO-NE; Southeast = Southeast (non-ISO)
NYISO
Note on H63: half-year only

## LevelTen Solar PPA Prices
LevelTen Energy solar PPA price indices
Source: LevelTen Energy
| LevelTen PPA Price Index (25th percentile of first-year offer price) | [29 empty] | Average | Average | Average | Average | Average | Average | Average
| nominal $/MWh | [29 empty] | previous | calendar | calendar | calendar | calendar | calendar | calendar
Region | 3Q18 | 4Q18 | 1Q19 | 2Q19 | 3Q19 | 4Q19 | 1Q20 | 2Q20 | 3Q20 | 4Q20 | 1Q21 | 2Q21 | 3Q21 | 4Q21 | 1Q22 | 2Q22 | 3Q22 | 4Q22 | 1Q23 | 2Q23 | 3Q23 | 4Q23 | 1Q24 | 2Q24 | 3Q24 | 4Q24 | 1Q25 | 2Q25 | 3Q25 | 4Q25 | four quarters | year 2019 | year 2020 | year 2021 | year 2022 | year 2023 | year 2024
CAISO | 26.4 | 26.4 | 23 | 24.3 | 24.2 | 23.9 | 22 | 25.9 | 25.1 | 25.1 | 28.8 | 27.5 | 29.5 | 28.3 | 30.2 | 34 | 34 | 40.3 | 42.75 | 42.63 | 42.75 | 49 | 42.9401 | 53.1862 | 57.1451 | 60.8772 | 58.0337 |  |  |  | 57.3105 | 23.85 | 24.525 | 28.525 | 34.625 | 44.2825 | 53.5371
ERCOT | 25 | 25.5 | 24.1 | 24.4 | 24.4 | 24.2 | 24.2 | 24.7 | 26 | 26.7 | 26.5 | 27.2 | 28 | 28.3 | 32 | 33 | 40 | 40 | 42.75 | 48.67 | 46 | 45 | 44.2215 | 44.672 | 45.5073 | 44.4733 | 43.6117 |  |  |  | 44.5661 | 24.275 | 25.4 | 27.5 | 36.25 | 45.605 | 44.7185
SPP | 28.9 | 24.9 | 24.5 | 24.9 | 24.7 | 24.5 | 24.7 | 27.2 | 28.1 | 30.5 | 30.9 | 31.5 | 31.9 | 36.7 | 44 | 44.5 | 44 | #N/A | 47.2 | 40.88 | 52 | 50.5 | 49.286 | 52.1491 | 54.6621 | 57.3272 | 58.0379 |  |  |  | 55.5441 | 24.65 | 27.625 | 32.75 | 44.1667 | 47.645 | 53.3561
MISO | 31.7 | 32.4 | 33.4 | 32.4 | 31.3 | 30 | 31.6 | 30.4 | 31.2 | 33.7 | 34.6 | 35.3 | 35 | 36.1 | 39.6 | 45.8 | 51.0212 | 52 | 58.69 | 57.23 | 58 | 57.5 | 58.1257 | 62.9395 | 64.1586 | 65.9226 | 65.217 |  |  |  | 64.5594 | 31.775 | 31.725 | 35.25 | 47.1053 | 57.855 | 62.7866
PJM | 33.9 | 34.5 | 33.5 | 33.5 | 34 | 34.9 | 34.9 | 34.9 | 36.8 | 37.5 | 36 | 35.9 | 37.5 | 43.1 | 44 | 47 | 55 | 63 | 65.75 | 64.41 | 72 | 75 | 75.2673 | 72.2123 | 78.8439 | 80.2594 | 82.3828 |  |  |  | 78.4246 | 33.975 | 36.025 | 38.125 | 52.25 | 69.29 | 76.6457
NYISO | #N/A | #N/A | #N/A | #N/A | #N/A | #N/A | #N/A | #N/A | #N/A | #N/A | #N/A | #N/A | #N/A | 76 | 66 | 73 | 70 | 75 | 83 | #N/A | #N/A | #N/A | #N/A | #N/A | #N/A | #N/A | 115.2683 |  |  |  | 115.2683 | #DIV/0! | #DIV/0! | 76 | 71 | 83 | #DIV/0!
ISO-NE | #N/A | #N/A | #N/A | #N/A | #N/A | #N/A | #N/A | #N/A | #N/A | #N/A | #N/A | #N/A | #N/A | #N/A | #N/A | #N/A | #N/A | #N/A | #N/A | #N/A | 89.2 | #N/A | #N/A | #N/A | 115.2944 | #N/A | 111.4017 |  |  |  | 113.3481 | #DIV/0! | #DIV/0! | #DIV/0! | #DIV/0! | 89.2 | 115.2944
Market-Averaged Continental | 29.2 | 28.8 | 27.7 | 27.8 | 27.7 | 27.5 | 27.2 | 28.6 | 29.3 | 30.6 | 31.4 | 31.4 | 32.4 | 34 | 36.31 | 39.26 | 42.21 | 45.66 | 49.52 | 49.09 | 51.23 | 52.69 | 51.93 | 53.68 | 56.58 | 56.76 | 57.04 | 57.55 |  |  | 56.9825 | 27.675 | 28.925 | 32.3 | 40.86 | 50.6325 | 54.7375
Continental | #N/A | #N/A | #N/A | #N/A | #N/A | #N/A | #N/A | #N/A | 29 | 29.9 | 32 | 32 | 33.2402 | 29.75 | 34.87 | 36.33 | 43.6 | 41.87 | 47.49 | 53 | 50.13 | 51.5 | 50 | 51.25 | 51 | 50 | 48.81 | 55 |  |  | 51.2025 | #DIV/0! | 29.45 | 31.7476 | 39.1675 | 50.53 | 50.5625
LevelTen PPA Price Index (Levelized 2024 $/MWh)
CAISO | 27.008 | 27.008 | 22.9905 | 24.29 | 24.19 | 23.8901 | 21.3142 | 25.0926 | 24.3175 | 24.3175 | 27.1028 | 25.8794 | 27.7616 | 26.6323 | 27.7534 | 31.2456 | 31.2456 | 37.0352 | 38.4206 | 38.3127 | 38.4206 | 44.0376 | 37.747 | 46.7539 | 50.234 | 53.5147 | 49.895 |  |  |  | 50.0994 | 23.8402 | 23.7604 | 26.844 | 31.8199 | 39.7979 | 47.0624
ERCOT | 25.5757 | 26.0872 | 23.9273 | 24.2252 | 24.2252 | 24.0266 | 23.3063 | 23.7878 | 25.0398 | 25.7139 | 24.8087 | 25.464 | 26.213 | 26.4938 | 29.2969 | 30.2124 | 36.6211 | 36.6211 | 38.3496 | 43.6602 | 41.265 | 40.368 | 38.8078 | 39.2031 | 39.9362 | 39.0288 | 37.4317 |  |  |  | 38.8999 | 24.1011 | 24.4619 | 25.7449 | 33.1879 | 40.9107 | 39.244
SPP | 29.5655 | 25.4734 | 24.3244 | 24.7216 | 24.523 | 24.3244 | 23.7878 | 26.1955 | 27.0622 | 29.3736 | 28.9279 | 29.4896 | 29.864 | 34.3577 | 40.2832 | 40.741 | 40.2832 | #N/A | 42.3415 | 36.6721 | 46.6474 | 45.3018 | 43.2523 | 45.7648 | 47.9703 | 50.309 | 49.8137 |  |  |  | 48.4645 | 24.4734 | 26.6048 | 30.6598 | 40.4358 | 42.7407 | 46.8241
MISO | 32.43 | 33.1461 | 33.1607 | 32.1678 | 31.0757 | 29.785 | 30.433 | 29.2773 | 30.0477 | 32.4554 | 32.3917 | 33.047 | 32.7662 | 33.796 | 36.2549 | 41.9312 | 46.7113 | 47.6074 | 52.6488 | 51.3391 | 52.0298 | 51.5813 | 51.0098 | 55.2343 | 56.3041 | 57.8522 | 55.9755 |  |  |  | 56.3415 | 31.5473 | 30.5534 | 33.0002 | 43.1262 | 51.8997 | 55.1001
PJM | 34.6807 | 35.2945 | 33.26 | 33.26 | 33.7564 | 34.6499 | 33.6111 | 33.6111 | 35.4409 | 36.1151 | 33.7024 | 33.6088 | 35.1066 | 40.3492 | 40.2832 | 43.0298 | 50.354 | 57.6782 | 58.9821 | 57.78 | 64.5887 | 67.2799 | 66.0529 | 63.3719 | 69.1916 | 70.4339 | 70.7089 |  |  |  | 68.4266 | 33.7316 | 34.6946 | 35.6917 | 47.8363 | 62.1577 | 67.2626
NYISO | #N/A | #N/A | #N/A | #N/A | #N/A | #N/A | #N/A | #N/A | #N/A | #N/A | #N/A | #N/A | #N/A | 71.1494 | 60.4248 | 66.8335 | 64.0869 | 68.6646 | 74.4565 | #N/A | #N/A | #N/A | #N/A | #N/A | #N/A | #N/A | 98.9344 |  |  |  | 98.9344 | #DIV/0! | #DIV/0! | 71.1494 | 65.0025 | 74.4565 | #DIV/0!
ISO-NE | #N/A | #N/A | #N/A | #N/A | #N/A | #N/A | #N/A | #N/A | #N/A | #N/A | #N/A | #N/A | #N/A | #N/A | #N/A | #N/A | #N/A | #N/A | #N/A | #N/A | 80.0183 | #N/A | #N/A | #N/A | 101.1798 | #N/A | 95.6157 |  |  |  | 98.3977 | #DIV/0! | #DIV/0! | #DIV/0! | #DIV/0! | 80.0183 | 101.1798
Market-Averaged Continental | 29.1671 | 28.7675 | 26.8521 | 26.9491 | 26.8521 | 26.6583 | 25.5769 | 26.8934 | 27.5516 | 28.774 | 28.7018 | 28.7018 | 29.6159 | 31.0784 | 32.4579 | 35.0949 | 37.7319 | 40.8159 | 43.3738 | 42.9971 | 44.8715 | 46.1503 | 44.4965 | 45.996 | 48.4809 | 48.6351 | 47.8012 | 48.2286 |  |  | 48.2865 | 26.8279 | 27.199 | 29.5245 | 36.5251 | 44.3482 | 46.9021
Continental | #N/A | #N/A | #N/A | #N/A | #N/A | #N/A | #N/A | #N/A | 27.2695 | 28.1158 | 29.2503 | 29.2503 | 30.3839 | 27.1936 | 31.1706 | 32.4757 | 38.9745 | 37.428 | 41.5957 | 46.4218 | 43.9081 | 45.108 | 42.8428 | 43.9139 | 43.6996 | 42.8428 | 40.9043 | 46.0917 |  |  | 43.3846 | #DIV/0! | 27.6927 | 29.0195 | 35.0122 | 44.2584 | 43.3248
LevelTen Energy PPA price data are reported in nominal dollars (the top table shows as-reported nominal prices).
In the bottom table, we convert the as-reported nominal dollar data to levelized real (2024) dollar terms.
The conversion to levelized, real dollar terms assumes that LevelTen’s reported prices in each quarter are for 12-year, flat-priced (in nominal dollars) PPAs that commence in the following calendar year.
In each quarter, we deflate the 12-year nominal dollar price series to 2024 dollars using the GDP deflator (actual deflators historically, along with projected future deflators from the EIA’s Annual Energy Outlook 2023), and then levelize the resulting 12-year real-dollar price series using a Weighted Average Cost of Capital discount rate.

## Trio Solar PPA Prices
Trio solar PPA price indices
Source: Trio
| Trio PPA Price Index (25th percentile of first-year offer price) | [17 empty] | Average | Average | Average | Average | Average
| Nominal $/MWh | [17 empty] | previous | calendar | calendar | calendar | calendar
Region | 1Q21 | 2Q21 | 3Q21 | 4Q21 | 1Q22 | 2Q22 | 3Q22 | 4Q22 | 1Q23 | 2Q23 | 3Q23 | 4Q23 | 1Q24 | 2Q24 | 3Q24 | 4Q24 | 1Q25 | 2Q25 | four quarters | year 2021 | year 2022 | year 2023 | year 2024
ERCOT | 27.6531 | 27.3469 | 29.6939 | 32.8283 | 34.4444 | 36.7677 | 43.3333 | 44.8485 | 50.9091 | 50.8081 | 49.2929 | 48.61 | 44.9 | 45.9 | 47.07 | 47.5 | 45 | 46.4 | 46.4925 | 29.3805 | 39.8485 | 49.905 | 46.3425
SPP | 33.9394 | 38.3838 | 38.0808 | 37.7778 | 43.2323 | 45.6566 | 56.6667 | 53.6364 | 54.4444 | 54.8485 | 48.5859 | 50.64 | 48.78 | 56.54 | 57.25 | 58 | 60.7 | 59.84 | 58.9475 | 37.0455 | 49.798 | 52.1297 | 55.1425
MISO | 36.2626 | 33.8384 | 34.9495 | 41.5152 | 40.8081 | 50.303 | 53.1313 | 54.8485 | 58.6869 | 58.4848 | 57.6768 | 60.96 | 65.13 | 64.49 | 67.5 | 67.94 | 65.08 | 69 | 67.38 | 36.6414 | 49.7727 | 58.9521 | 66.265
PJM | 37.9798 | 38.7879 | 39.2929 | 41.0101 | 46.7677 | 52.9293 | 58.8889 | 62.8283 | 65.7576 | 66.8687 | 73.7755 | 76.33 | 79.5 | 76.98 | 80.02 | 79.85 | 82.5 | 80.05 | 80.605 | 39.2677 | 55.3535 | 70.6829 | 79.0875
CAISO | 23.4694 | 26.5306 | 29.6939 | 31.3131 | 33.0303 | 36.9697 | 37.9798 | 39.0909 | 40.202 | 41.2121 | 42.64 | #N/A | #N/A | #N/A | #N/A | #N/A | #N/A | #N/A | #DIV/0! | 27.7518 | 36.7677 | 41.3514 | #DIV/0!
Market Average | 31.8609 | 32.9775 | 34.3422 | 36.8889 | 39.6566 | 44.5253 | 50 | 51.0505 | 54 | 54.4444 | 54.3942 | 59.135 | 59.5775 | 60.9775 | 62.96 | 63.3225 | 63.32 | 63.8225 | 63.3563 | 34.0174 | 46.3081 | 54.6042 | 61.7094
Offer average | [11 empty] | 61.9155 | 59.9051 | 53.4678 | 61.2757 | #N/A | 60.9794 | #N/A | 58.5743 |  |  |  | 58.2162
Trio PPA Price Index (Levelized 2024 $/MWh)
ERCOT | 25.8882 | 25.6016 | 27.7987 | 30.7331 | 31.5348 | 33.6618 | 39.6729 | 41.06 | 45.6688 | 45.5782 | 44.219 | 43.6064 | 39.4032 | 40.2808 | 41.3076 | 41.6849 | 38.6234 | 39.825 | 40.3602 | 27.5054 | 36.4824 | 44.7681 | 40.6691
SPP | 31.7733 | 35.9341 | 35.6504 | 35.3667 | 39.5804 | 41.7998 | 51.8799 | 49.1056 | 48.8403 | 49.2027 | 43.5847 | 45.4274 | 42.8082 | 49.6182 | 50.2413 | 50.8995 | 52.0986 | 51.3605 | 51.15 | 34.6811 | 45.5914 | 46.7638 | 48.3918
MISO | 33.9482 | 31.6787 | 32.7189 | 38.8655 | 37.3609 | 46.0538 | 48.6432 | 50.2153 | 52.646 | 52.4648 | 51.7399 | 54.6851 | 57.1566 | 56.595 | 59.2365 | 59.6226 | 55.8579 | 59.2225 | 58.4849 | 34.3028 | 45.5683 | 52.8839 | 58.1527
PJM | 35.5558 | 36.3123 | 36.7851 | 38.3927 | 42.8171 | 48.4582 | 53.9144 | 57.521 | 58.9889 | 59.9856 | 66.1815 | 68.473 | 69.7674 | 67.5559 | 70.2237 | 70.0746 | 70.8095 | 68.7067 | 69.9536 | 36.7615 | 50.6777 | 63.4073 | 69.4054
CAISO | 21.9715 | 24.8373 | 27.7987 | 29.3146 | 30.2402 | 33.8468 | 34.7716 | 35.7888 | 36.0639 | 36.97 | 38.2509 | #N/A | #N/A | #N/A | #N/A | #N/A | #N/A | #N/A | #DIV/0! | 25.9806 | 33.6618 | 37.0949 | #DIV/0!
Market Average | 29.8274 | 30.8728 | 32.1504 | 34.5345 | 36.3067 | 40.7641 | 45.7764 | 46.7381 | 48.4416 | 48.8403 | 48.7952 | 53.048 | 52.2839 | 53.5125 | 55.2523 | 55.5704 | 54.3473 | 54.7786 | 54.9872 | 31.8463 | 42.3963 | 48.9836 | 54.1548
Offer average | [11 empty] | 55.6452 | 52.6602 | 47.0014 | 53.865 | #N/A | 52.4276 | #N/A | 51.098 |  |  |  | 51.1756
Trio PPA price data are reported in nominal dollars (the top table shows nominal prices) and reflect flat, hub- and zone-settled, unit-contingent offers, inclusive of project RECs.
In the bottom table, we convert the as-reported nominal dollar data to levelized real (2023) dollar terms.
The conversion to levelized, real dollar terms assumes that Trio’s reported prices in each quarter are for 12-year, flat-priced (in nominal dollars) PPAs that commence in the following calendar year.
In each quarter, we deflate the 12-year nominal dollar price series to 2025 dollars using the GDP deflator (actual deflators historically, along with projected future deflators from the EIA’s Annual Energy Outlook 2023), and then levelize the resulting 12-year real-dollar price series using a Weighted Average Cost of Capital discount rate.

## LevelTen & Trio 2024 PPA Index
LevelTen Energy and Trio regional solar PPA price indices for 2024
Average Calendar Year 2024 Price Indices
Region | 2024 $/MWh (levelized PPA prices, in real $)
| Level10 | Trio
ISO-NE | 101.1798 | #N/A
CAISO | 47.0624 | #DIV/0!
PJM | 67.2626 | 69.4054
NYISO | #N/A | #N/A
MISO | 55.1001 | 58.1527
ERCOT | 39.244 | 40.6691
SPP | 46.8241 | 48.3918
Market-Averaged Continental | 46.9021 | 54.1548
Continental | 43.3248 | 51.1756

## PPA Price 2023-24 COD
Levelized PPA prices by region for projects with 2023 and 2024 commerical operation date (PV only--no PV+battery included here)
|  | Average PPA (2024 $/MWh) |  | Sample
| Project COD: | 2023 | 2024 | 2023 | 2024
| West (non-ISO) | 21.39 | 23.5 | 23 | 12
| CAISO | 24.07 | 23.91 | 11 | 12
| Southeast (non-ISO) | 26.25 | 24.98 | 8 | 2
| SPP | 28.06 | #N/A | 2 | #N/A
| MISO | 37.17 | 28.26 | 13 | 3
| PJM | 31.86 | 44.8 | 7 | 7
| ISO-NE | 51.39 | #N/A | 3 | #N/A
| NYISO | 64.92 | 59.08 | 5 | 4

## PV+Battery Hybrid PPA Price
[6 empty] | Levelized price of PV+battery PPAs in the LBNL sample (bubble size represents battery:PV capacity) | [8 empty] | Levelized storage adder time trend in $/MWh-PV
for graphs
$/MWh-PV |  | Greenfield |  | Retrofit
HI | Non-HI | PPA_Execution | BESS:PV Ratio | ESA_Execution | BESS:PV Ratio |  | State | Plant_Name | Year added | EIA ID | PV MW-AC | Avg Annual PV MWh | BESS MW | BESS MWh | BESS Duration | BESS:PV Ratio | PV-Equivalent Duration (Storage Energy / PV Capacity) | PV PPA Execution | BESS PPA Execution | PV COD | BESS COD | Retrofit_Execution | Retrofit_COD | PV_$_per_MWh_real | BESS_$_per_MWh-PV_real | BESS_$_per_MWh-stored_real | BESS_$_per_MW-month_real | PV+BESS_$_per_MWh-PV_real
#N/A | 81.1514 | 2017-04-14 | 50% | #N/A | #N/A |  | AZ | Pinal_Central_Energy_Center | 0 | 61678 | 20 | 57855.6 | 10 | 40 | 4 | 50% | 2 | 2017-04-14 | 2017-04-14 | 2018-04-23 | 2018-04-23 | #N/A | #N/A | #N/A | #N/A | #N/A | #N/A | 81.1514
#N/A | 36.4129 | 2017-05-22 | 30% | #N/A | #N/A |  | AZ | Wilmot | 0 | 64426 | 100 | 280512 | 30 | 120 | 4 | 30% | 1.2 | 2017-05-22 | 2017-05-22 | 2021-04-30 | 2021-04-30 | #N/A | #N/A | 22.9863 | 13.4266 | 85.9344 | 10462.0003 | 36.4129
#N/A | 55.3201 | 2022-01-03 | 100% | #N/A | #N/A |  | AZ | Saint | 0 | 63476 | 100 | 282140.3537 | 100 | 400 | 4 | 100% | 4 | 2018-09-20 | 2022-01-03 | 2020-12-15 | 2023-09-18 | #N/A | #N/A | 22.6752 | 32.6031 | 63.2683 | 7703.8772 | 55.3201
#N/A | 42.05 | 2019-11-14 | 100% | #N/A | #N/A |  | AZ | Sonoran_Energy_Center | 0 | 66627 | 250 | 710751.1271 | 250 | 1000 | 4 | 100% | 4 | 2019-11-14 | 2019-11-14 | 2023-12-01 | 2023-12-01 | #N/A | #N/A | 18.3072 | 23.7428 | 46.4753 | 5658.5975 | 42.05
#N/A | 42.0498 | 2019-11-14 | 100% | #N/A | #N/A |  | AZ | Storey | 0 | 65956 | 88 | 250186.4113 | 88 | 264 | 3 | 100% | 3 | 2019-11-14 | 2019-11-14 | 2023-12-01 | 2023-09-15 | #N/A | #N/A | 18.3072 | 23.7426 | 61.9671 | 5658.5975 | 42.0498
#N/A | 20.6004 | 2020-02-11 | 19.05% | #N/A | #N/A |  | AZ | Mesquite_4 | 0 | 65962 | 52.5 | 159171.7221 | 10 | 40 | 4 | 19.05% | 0.7619 | 2020-02-11 | 2020-02-11 | 2024-01-01 | 2024-01-01 | #N/A | #N/A | #N/A | #N/A | #N/A | #N/A | 20.6004
#N/A | 49.812 | 2021-10-18 | 100% | #N/A | #N/A |  | AZ | Mesquite_Solar_5 | 2025 | 65963 | 60 | 151267.4756 | 60 | 240 | 4 | 100% | 4 | 2021-10-18 | 2021-10-18 | 2023-07-30 | 2023-07-30 | #N/A | #N/A | 18.7651 | 31.0469 | 53.9001 | 6562.4172 | 49.812
#N/A | 23.8593 | 2022-04-28 | 100% | #N/A | #N/A |  | AZ | SR_McNeal | 0 | 66925 | 20 | 55188.179 | 20 | 80 | 4 | 100% | 4 | 2022-04-28 | 2022-04-28 | 2023-10-15 | 2023-10-15 | #N/A | #N/A | #N/A | #N/A | #N/A | #N/A | 23.8593
#N/A | 206.4067 | #N/A | #N/A | 2021-10-18 | 92% |  | CA | Desert_Sunlight_250 | 0 | 58542/65857 | 250 | 611401.1057 | 230 | 920 | 4 | 92% | 3.68 | 2009-08-17 | 2021-10-18 | 2014-10-22 | 2022-08-28 | 2021-10-18 | 2022-08-28 | 148.4007 | 58.5876 | 106.1863 | 12930.526 | 206.4067
#N/A | 122.979 | #N/A | #N/A | 2020-04-09 | 92% |  | CA | McCoy | 0 | 58462 | 250 | 677730.9267 | 230 | 920 | 4 | 92% | 3.68 | 2011-09-29 | 2020-04-09 | 2016-11-30 | 2021-07-31 | 2020-04-09 | 2021-07-31 | 87.5746 | 36.0087 | 72.8702 | 8872.0733 | 122.979
#N/A | 58.0841 | #N/A | #N/A | 2020-04-22 | 36% |  | CA | RE_Tranquillity | 0 | 59939 | 200 | 401653.9919 | 72 | 288 | 4 | 36% | 1.44 | 2014-07-31 | 2020-04-22 | 2016-07-28 | 2022-03-31 | 2020-04-22 | 2022-03-31 | 46.0173 | 12.3914 | 47.6253 | 5798.2828 | 58.0841
#N/A | 92.7142 | #N/A | #N/A | 2020-05-29 | 46.15% |  | CA | CA_Flats_130 | 0 | 60033 | 130 | 331000.7785 | 60 | 240 | 4 | 46.15% | 1.8462 | 2014-12-09 | 2020-05-29 | 2017-11-28 | 2021-09-01 | 2020-05-29 | 2021-09-01 | 67.9221 | 24.8555 | 94.2487 | 11475.1505 | 92.7142
#N/A | 18.487 | #N/A | #N/A | 2020-05-13 | 57.27% |  | CA | Blythe_110 | 0 | 60093 | 110 | 277971.3364 | 63 | 252 | 4 | 57.27% | 2.2909 | 2015-01-16 | 2020-05-13 | 2016-03-07 | 2021-10-01 | 2020-05-13 | 2021-10-01 | #N/A | 18.487 | 56.0194 | 6820.4633 | 18.487
#N/A | 89.213 | #N/A | #N/A | 2020-04-09 | 92% |  | CA | Blythe_II | 0 | 60092 | 125 | 329144.4743 | 115 | 460 | 4 | 92% | 3.68 | 2015-07-15 | 2020-04-09 | 2016-11-01 | 2021-03-31 | 2020-04-09 | 2021-03-31 | 52.2609 | 37.0721 | 72.8702 | 8872.0733 | 89.213
#N/A | 66.7048 | #N/A | #N/A | 2020-04-22 | 48.89% |  | CA | RE_Garland | 0 | 60233 | 180 | 463268.2646 | 88 | 352 | 4 | 48.89% | 1.9556 | 2015-07-16 | 2020-04-22 | 2016-11-30 | 2021-09-01 | 2020-04-22 | 2021-09-01 | 48.8929 | 18.0102 | 65.2882 | 7948.697 | 66.7048
#N/A | 84.0983 | #N/A | #N/A | 2020-04-09 | 92% |  | CA | Blythe_III | 0 | 60094 | 125 | 337497.9699 | 115 | 460 | 4 | 92% | 3.68 | 2015-10-15 | 2020-04-09 | 2020-05-20 | 2021-05-31 | 2020-04-09 | 2021-05-31 | 48.0541 | 36.1546 | 72.8702 | 8872.0733 | 84.0983
#N/A | 39.7601 | 2017-10-27 | 68.97% | #N/A | #N/A |  | CA | Gaskell_West_2 | 0 | 61446 | 29 | 77597.9244 | 20 | 80 | 4 | 68.97% | 2.7586 | 2017-10-27 | 2017-10-27 | 2023-05-05 | 2023-05-05 | #N/A | #N/A | 22.5005 | 17.2596 | 46.113 | 5614.5682 | 39.7601
#N/A | 32.8176 | 2018-10-25 | 31.25% | #N/A | #N/A |  | CA | BigBeau | 0 | 64993 | 128 | 353793.0193 | 40 | 160 | 4 | 31.25% | 1.25 | 2018-10-25 | 2018-10-25 | 2022-02-28 | 2022-08-31 | #N/A | #N/A | 25.7647 | 7.0528 | 42.9699 | 5231.4961 | 32.8176
#N/A | 26.6674 | 2019-06-21 | 30% | #N/A | #N/A |  | CA | Scarlet_1_PPA1 | 0 | 64908 | 100 | 275940.8949 | 30 | 120 | 4 | 30% | 1.2 | 2019-06-21 | 2019-06-21 | 2024-05-03 | 2024-05-03 | #N/A | #N/A | 19.5554 | 7.112 | 45.04 | 5483.8467 | 26.6674
#N/A | 31.5561 | 2019-07-01 | 75% | #N/A | #N/A |  | CA | Eland | 0 | 61168 | 400 | 1157112 | 300 | 1200 | 4 | 75% | 3 | 2019-07-01 | 2019-07-01 | 2024-11-30 | 2024-11-30 | #N/A | #N/A | 15.9055 | 15.6506 | 41.314 | 5030.416 | 31.5561
#N/A | 21.8937 | 2019-08-06 | 10% | #N/A | #N/A |  | CA | Scarlet_1_PPA2 | 0 | 64908 | 100 | 275940.8949 | 10 | 40 | 4 | 10% | 0.4 | 2019-08-06 | 2019-08-06 | 2024-05-03 | 2024-05-03 | #N/A | #N/A | 19.5554 | 2.3383 | 44.4249 | 5408.9535 | 21.8937
#N/A | 30.1563 | 2019-11-26 | 25% | #N/A | #N/A |  | CA | Camino | 0 | 63508 | 44 | 149521 | 11 | 44 | 4 | 25% | 1 | 2019-11-26 | 2019-11-26 | 2022-05-01 | 2023-12-31 | #N/A | #N/A | 24.9944 | 5.1619 | 48.0287 | 5847.0645 | 30.1563
#N/A | 37.6126 | 2019-12-05 | 50% | #N/A | #N/A |  | CA | Maverick_6 | 0 | 64105 | 100 | 275940.8949 | 50 | 200 | 4 | 50% | 2 | 2019-12-05 | 2019-12-05 | 2021-11-30 | 2022-05-31 | #N/A | #N/A | 24.0668 | 13.5458 | 51.4748 | 6266.9546 | 37.6126
#N/A | 48.6815 | #N/A | #N/A | 2021-11-19 | 75.2% |  | CA | Blythe_IV | 0 | 60095 | 62.5 | 181986.2811 | 47 | 188 | 4 | 75.2% | 3.008 | 2019-12-20 | 2021-11-19 | 2020-09-11 | 2022-10-01 | 2021-11-19 | 2022-10-01 | 25.952 | 22.7171 | 60.4994 | 7366.2549 | 48.6815
#N/A | 35.2036 | 2020-02-14 | 50% | #N/A | #N/A |  | CA | RE_Slate_SVCE/CCCE | 0 | 63727 | 160.5 | 432655.3339 | 80.25 | 321 | 4 | 50% | 2 | 2020-02-14 | 2020-02-14 | 2021-06-30 | 2021-06-30 | #N/A | #N/A | 24.6149 | 10.5887 | 39.2463 | 4778.0245 | 35.2036
#N/A | 27.724 | 2020-04-08 | 20% | #N/A | #N/A |  | CA | Rabbitbrush | 0 | 64630 | 100 | 253972.1677 | 20 | 50 | 2.5 | 20% | 0.5 | 2020-04-08 | 2020-04-08 | 2022-10-31 | 2022-10-31 | #N/A | #N/A | 23.5032 | 4.2207 | 58.8915 | 4481.4753 | 27.724
#N/A | 37.3138 | 2020-09-25 | 54.55% | #N/A | #N/A |  | CA | Daggett_3_MCE | 0 | 64852 | 110 | 330842.7383 | 60 | 240 | 4 | 54.55% | 2.1818 | 2020-09-25 | 2020-09-25 | 2023-06-30 | 2023-06-30 | #N/A | #N/A | 24.0997 | 13.2141 | 50.037 | 6092.4632 | 37.3138
#N/A | 41.9782 | 2020-10-02 | 56.65% | #N/A | #N/A |  | CA | Arlington_Energy_Center_II | 0 | 64481 | 233 | 687382.6343 | 132 | 528 | 4 | 56.65% | 2.2661 | 2020-10-02 | 2020-10-02 | 2022-03-21 | 2022-08-31 | #N/A | #N/A | 27.1999 | 14.7783 | 52.8596 | 6435.4021 | 41.9782
#N/A | 39.0959 | 2020-10-02 | 50% | #N/A | #N/A |  | CA | Daggett_3_CPA | 0 | 64852 | 123 | 369941.9746 | 61.5 | 246 | 4 | 50% | 2 | 2020-10-02 | 2020-10-02 | 2023-06-30 | 2023-06-30 | #N/A | #N/A | 25.2327 | 13.8632 | 57.267 | 6972.7762 | 39.0959
#N/A | 36.4717 | 2020-11-02 | 79.37% | #N/A | #N/A |  | CA | RE_Slate_Stanford | 0 | 63727 | 63 | 166514.7215 | 50 | 200 | 4 | 79.37% | 3.1746 | 2020-11-02 | 2020-11-02 | 2021-06-30 | 2021-06-30 | #N/A | #N/A | 18.3211 | 18.1507 | 41.7636 | 5084.5573 | 36.4717
#N/A | 33.3422 | 2020-11-05 | 38.46% | #N/A | #N/A |  | CA | RE_Slate_PWRPA | 0 | 63727 | 26 | 69570.5529 | 10 | 40 | 4 | 38.46% | 1.5385 | 2020-11-05 | 2020-11-05 | 2021-06-30 | 2021-06-30 | #N/A | #N/A | 23.3411 | 10.0011 | 47.9114 | 5833.1074 | 33.3422
#N/A | 47.9832 | 2021-01-21 | 83.33% | #N/A | #N/A |  | CA | Resurgence_Solar_I | 0 | 64489 | 90 | 257842.6413 | 75 | 300 | 4 | 83.33% | 3.3333 | 2021-01-21 | 2021-01-21 | 2023-06-09 | 2023-06-09 | #N/A | #N/A | 27.5632 | 20.42 | 48.3457 | 5886.8219 | 47.9832
#N/A | 40.1662 | 2021-02-23 | 100% | #N/A | #N/A |  | CA | Deer_Creek | 0 | 0 | 50 | 188852 | 50 | 200 | 4 | 100% | 4 | 2021-02-23 | 2021-02-23 | 2023-07-01 | 2023-07-01 | #N/A | #N/A | 21.6486 | 18.5176 | 47.8704 | 5828.467 | 40.1662
#N/A | 29.7047 | 2021-05-12 | 25% | #N/A | #N/A |  | CA | Victory_Pass_PPA2 | 0 | 65743 | 100 | 279369.3845 | 25 | 100 | 4 | 25% | 1 | 2021-05-12 | 2021-05-12 | 2024-03-28 | 2024-03-28 | #N/A | #N/A | 22.4743 | 7.2304 | 55.4886 | 6756.2442 | 29.7047
#N/A | 39.2812 | 2021-06-01 | 77.78% | #N/A | #N/A |  | CA | Jacumba_Valley | 0 | 0 | 90 | 257580.7562 | 70 | 280 | 4 | 77.78% | 3.1111 | 2021-06-01 | 2021-06-01 | 2023-03-31 | 2023-03-31 | #N/A | #N/A | 18.318 | 20.9632 | 52.9994 | 6452.9456 | 39.2812
#N/A | 37.0937 | 2021-06-04 | 44.44% | #N/A | #N/A |  | CA | Daggett_2_CPA | 0 | 64851 | 117 | 362443.1417 | 52 | 208 | 4 | 44.44% | 1.7778 | 2021-06-04 | 2021-06-04 | 2023-12-08 | 2023-12-08 | #N/A | #N/A | 24.4097 | 12.6841 | 60.7153 | 7392.6388 | 37.0937
#N/A | 41.4631 | 2021-06-04 | 83.33% | #N/A | #N/A |  | CA | Resurgence_Solar_II | 0 | 66620 | 48 | 137176.1553 | 40 | 160 | 4 | 83.33% | 3.3333 | 2021-06-04 | 2021-06-04 | 2023-09-14 | 2023-09-14 | #N/A | #N/A | 21.4408 | 20.0223 | 47.309 | 5760.4654 | 41.4631
#N/A | 44.6702 | 2021-06-04 | 75.94% | #N/A | #N/A |  | CA | Arica_PPA1 | 0 | 65744 | 93.5 | 261210.3745 | 71 | 284 | 4 | 75.94% | 3.0374 | 2021-06-04 | 2021-06-04 | 2024-04-22 | 2024-04-22 | #N/A | #N/A | 18.0893 | 26.5809 | 67.1591 | 8177.2349 | 44.6702
#N/A | 41.1231 | 2021-06-17 | 50% | #N/A | #N/A |  | CA | Sacramento_Valley_Energy_Center | 0 | 65808 | 200 | 488121.0651 | 100 | 400 | 4 | 50% | 2 | 2021-06-17 | 2021-06-17 | 2023-12-31 | 2023-12-31 | #N/A | #N/A | 25.3934 | 15.7297 | 53.2698 | 6486.0195 | 41.1231
#N/A | 73.0283 | 2021-09-03 | 50% | #N/A | #N/A |  | CA | Desert_Quartzite | 2025 | 59871 | 300 | 728445.4854 | 150 | 600 | 4 | 50% | 2 | 2021-09-03 | 2021-09-03 | 2024-12-31 | 2024-12-31 | #N/A | #N/A | 38.6927 | 34.3356 | 114.8207 | 13979.9945 | 73.0283
#N/A | 27.5201 | 2021-09-29 | 25% | #N/A | #N/A |  | CA | Daggett_3_EBCE | 0 | 64852 | 50 | 152383.3006 | 12.5 | 50 | 4 | 25% | 1 | 2021-09-29 | 2021-09-29 | 2023-06-30 | 2023-06-30 | #N/A | #N/A | 21.5764 | 5.9437 | 49.7607 | 6058.8254 | 27.5201
#N/A | 36.6208 | 2022-01-05 | 50.77% | #N/A | #N/A |  | CA | Daggett_2_SCPPA | 0 | 64851 | 65 | 198886.1947 | 33 | 132 | 4 | 50.77% | 2.0308 | 2022-01-05 | 2022-01-05 | 2023-12-12 | 2023-12-12 | #N/A | #N/A | 23.4832 | 13.1376 | 54.5668 | 6643.823 | 36.6208
#N/A | 45.2408 | 2022-01-21 | 45.71% | #N/A | #N/A |  | CA | Proxima | 0 | 66270 | 70 | 178626.4146 | 32 | 128 | 4 | 45.71% | 1.8286 | 2022-01-21 | 2022-01-21 | 2024-04-25 | 2024-04-25 | #N/A | #N/A | 27.3274 | 17.9134 | 68.9121 | 8390.4381 | 45.2408
#N/A | 37.1959 | 2022-09-29 | 50% | #N/A | #N/A |  | CA | Arica_PPA2 | 0 | 65744 | 100 | 277991.1608 | 50 | 200 | 4 | 50% | 2 | 2022-09-29 | 2022-09-29 | 2024-04-01 | 2024-04-01 | #N/A | #N/A | 21.4473 | 15.7485 | 60.1999 | 7330.2022 | 37.1959
#N/A | 29.7631 | 2022-10-28 | 25% | #N/A | #N/A |  | CA | Victory_Pass_PPA1 | 0 | 65743 | 100 | 279369.3845 | 25 | 100 | 4 | 25% | 1 | 2022-10-28 | 2022-10-28 | 2024-03-28 | 2024-03-28 | #N/A | #N/A | 22.521 | 7.2421 | 55.6037 | 6770.2837 | 29.7631
#N/A | 95.8689 | 2022-12-23 | 50% | #N/A | #N/A |  | CA | BCE_Los_Alamitos | 2025 | 66533 | 20 | 49779.8987 | 10 | 40 | 4 | 50% | 2 | 2022-12-23 | 2022-12-23 | 2023-08-31 | 2023-08-31 | #N/A | #N/A | 62.0874 | 33.7814 | 115.2332 | 14031.7615 | 95.8689
#N/A | 102.9262 | 2025-01-25 | 89.64% | #N/A | #N/A |  | CA | Chestnut | 2025 | 63849 | 150.6 | 370223.1025 | 135 | 540 | 4 | 89.64% | 3.5857 | 2025-01-25 | 2025-01-25 | 2023-12-31 | 2023-12-31 | #N/A | #N/A | 45.0266 | 57.8996 | 109.2032 | 13293.5676 | 102.9262
#N/A | 25.9679 | 2019-02-05 | 38.46% | #N/A | #N/A |  | CO | Neptune | 0 | 63731 | 325 | 766944.7812 | 125 | 500 | 4 | 38.46% | 1.5385 | 2019-02-05 | 2019-02-05 | 2023-06-16 | 2023-06-16 | #N/A | #N/A | #N/A | #N/A | #N/A | #N/A | 25.9679
#N/A | 25.6611 | 2019-02-05 | 40.32% | #N/A | #N/A |  | CO | Thunder_Wolf | 0 | 63776 | 248 | 581407.6903 | 100 | 400 | 4 | 40.32% | 1.6129 | 2019-02-05 | 2019-02-05 | 2023-06-02 | 2023-06-02 | #N/A | #N/A | #N/A | #N/A | #N/A | #N/A | 25.6611
#N/A | 29.0449 | 2019-02-14 | 4.545% | #N/A | #N/A |  | CO | CO_Buffalo_Flats | 0 | 63722 | 22 | 54160 | 1 | 2 | 2 | 4.545% | 0.090909 | 2019-02-14 | 2019-02-14 | 2020-12-01 | 2020-12-01 | #N/A | #N/A | #N/A | #N/A | #N/A | #N/A | 29.0449
#N/A | 28.8864 | 2020-05-01 | 24% | #N/A | #N/A |  | FL | FL_Solar_6 | 0 | 0 | 50 | 124000 | 12 | 24 | 2 | 24% | 0.48 | 2020-05-01 | 2020-05-01 | 2022-12-31 | 2022-12-31 | #N/A | #N/A | #N/A | #N/A | #N/A | #N/A | 28.8864
#N/A | 26.9016 | 2019-10-01 | 18.78% | #N/A | #N/A |  | GA | Cool_Springs | 0 | 63721 | 213 | 560147.4 | 40 | 80 | 2 | 18.78% | 0.37559 | 2019-10-01 | 2019-10-01 | 2021-12-07 | 2021-12-07 | #N/A | #N/A | #N/A | #N/A | #N/A | #N/A | 26.9016
#N/A | 26.1181 | 2019-10-01 | 20.46% | #N/A | #N/A |  | GA | Hickory_Park | 0 | 63522 | 195.5 | 514125.9 | 40 | 80 | 2 | 20.46% | 0.40921 | 2019-10-01 | 2019-10-01 | 2022-06-30 | 2022-06-30 | #N/A | #N/A | #N/A | #N/A | #N/A | #N/A | 26.1181
137.7027 | #N/A | 2015-09-09 | 100% | #N/A | #N/A |  | HI | SC_KIUC | 0 | 60546 | 13 | 22221.81 | 13 | 52 | 4 | 100% | 4 | 2015-09-09 | 2015-09-09 | 2017-03-31 | 2017-03-31 | #N/A | #N/A | #N/A | #N/A | #N/A | #N/A | 137.7027
100.1928 | #N/A | 2016-12-30 | 100% | #N/A | #N/A |  | HI | AES_Lawai | 0 | 61068 | 20 | 51226 | 20 | 100 | 5 | 100% | 5 | 2016-12-30 | 2016-12-30 | 2018-10-01 | 2018-10-01 | #N/A | #N/A | #N/A | #N/A | #N/A | #N/A | 100.1928
95.5798 | #N/A | 2017-09-29 | 100% | #N/A | #N/A |  | HI | AES_Kekaha | 0 | 63280 | 14 | 36161 | 14 | 70 | 5 | 100% | 5 | 2017-09-29 | 2017-09-29 | 2019-09-01 | 2019-09-01 | #N/A | #N/A | #N/A | #N/A | #N/A | #N/A | 95.5798
86.1959 | #N/A | 2018-12-27 | 100% | #N/A | #N/A |  | HI | Hoohana Solar 1 | 0 | 63723 | 52 | 114481 | 52 | 208 | 4 | 100% | 4 | 2018-12-27 | 2018-12-27 | 2021-12-31 | 2023-08-31 | #N/A | #N/A | #N/A | #N/A | #N/A | #N/A | 86.1959
73.019 | #N/A | 2018-12-27 | 100% | #N/A | #N/A |  | HI | Hale Kuawehi | 0 | 62529 | 30 | 87415 | 30 | 120 | 4 | 100% | 4 | 2018-12-27 | 2018-12-27 | 2022-06-30 | 2023-10-31 | #N/A | #N/A | #N/A | #N/A | #N/A | #N/A | 73.019
97.6203 | #N/A | 2018-12-27 | 100% | #N/A | #N/A |  | HI | Paeahu | 0 | 62534 | 15 | 41234 | 15 | 60 | 4 | 100% | 4 | 2018-12-27 | 2018-12-27 | 2022-06-30 | 2023-09-30 | #N/A | #N/A | #N/A | #N/A | #N/A | #N/A | 97.6203
66.382 | #N/A | 2018-12-28 | 100% | #N/A | #N/A |  | HI | Waikoloa Solar | 0 | 63900 | 30 | 81406 | 30 | 120 | 4 | 100% | 4 | 2018-12-28 | 2018-12-28 | 2023-04-30 | 2022-11-30 | #N/A | #N/A | #N/A | #N/A | #N/A | #N/A | 66.382
64.9938 | #N/A | 2018-12-28 | 100% | #N/A | #N/A |  | HI | Kuihelani Solar | 0 | 64256 | 60 | 163939 | 60 | 240 | 4 | 100% | 4 | 2018-12-28 | 2018-12-28 | 2021-07-20 | 2022-12-31 | #N/A | #N/A | #N/A | #N/A | #N/A | #N/A | 64.9938
76.8676 | #N/A | 2018-12-29 | 100% | #N/A | #N/A |  | HI | Mililani I Solar | 0 | 57242 | 39 | 93121 | 39 | 156 | 4 | 100% | 4 | 2018-12-29 | 2018-12-29 | 2022-07-31 | 2022-07-31 | #N/A | #N/A | #N/A | #N/A | #N/A | #N/A | 76.8676
83.6392 | #N/A | 2018-12-29 | 100% | #N/A | #N/A |  | HI | Waiawa Solar | 0 | 65058 | 36 | 87927 | 36 | 144 | 4 | 100% | 4 | 2018-12-29 | 2018-12-29 | 2023-01-31 | 2022-10-31 | #N/A | #N/A | #N/A | #N/A | #N/A | #N/A | 83.6392
88.0049 | #N/A | 2019-02-28 | 100% | #N/A | #N/A |  | HI | West Oahu | 0 | 64656 | 12.5 | 27571 | 12.5 | 50 | 4 | 100% | 4 | 2019-02-28 | 2019-02-28 | 2024-03-31 | 2024-03-31 | #N/A | #N/A | #N/A | #N/A | #N/A | #N/A | 88.0049
71.2927 | #N/A | 2020-09-01 | 100% | #N/A | #N/A |  | HI | Kahana | 0 | 64095 | 20 | 74621 | 20 | 80 | 4 | 100% | 4 | 2020-09-01 | 2020-09-01 | 2023-12-01 | 2023-12-01 | #N/A | #N/A | #N/A | #N/A | #N/A | #N/A | 71.2927
73.3041 | #N/A | 2020-09-01 | 100% | #N/A | #N/A |  | HI | Pulehu | 0 | 0 | 40 | 109315 | 40 | 160 | 4 | 100% | 4 | 2020-09-01 | 2020-09-01 | 2023-12-01 | 2023-12-01 | #N/A | #N/A | #N/A | #N/A | #N/A | #N/A | 73.3041
108.6002 | #N/A | 2020-09-01 | 100% | #N/A | #N/A |  | HI | Kupehau | 0 | 63799 | 60 | 111706 | 60 | 240 | 4 | 100% | 4 | 2020-09-01 | 2020-09-01 | 2022-06-01 | 2022-09-30 | #N/A | #N/A | #N/A | #N/A | #N/A | #N/A | 108.6002
89.1168 | #N/A | 2020-09-01 | 100% | #N/A | #N/A |  | HI | Barbers Point | 0 | 64094 | 15 | 37014 | 15 | 60 | 4 | 100% | 4 | 2020-09-01 | 2020-09-01 | 2023-12-01 | 2023-12-01 | #N/A | #N/A | #N/A | #N/A | #N/A | #N/A | 89.1168
77.3219 | #N/A | 2020-09-01 | 100% | #N/A | #N/A |  | HI | Mahi | 0 | 0 | 120 | 271525 | 120 | 480 | 4 | 100% | 4 | 2020-09-01 | 2020-09-01 | 2023-12-01 | 2023-12-01 | #N/A | #N/A | #N/A | #N/A | #N/A | #N/A | 77.3219
103.8786 | #N/A | 2020-09-01 | 100% | #N/A | #N/A |  | HI | Mountain View | 0 | 66002 | 7 | 29579 | 7 | 35 | 5 | 100% | 5 | 2020-09-01 | 2020-09-01 | 2023-12-01 | 2023-12-01 | #N/A | #N/A | #N/A | #N/A | #N/A | #N/A | 103.8786
103.3739 | #N/A | 2020-09-01 | 100% | #N/A | #N/A |  | HI | Waiawa Phase 2 | 0 | 66066 | 30 | 107595 | 30 | 240 | 8 | 100% | 8 | 2020-09-01 | 2020-09-01 | 2023-12-01 | 2023-12-01 | #N/A | #N/A | #N/A | #N/A | #N/A | #N/A | 103.3739
73.0499 | #N/A | 2020-10-20 | 100% | #N/A | #N/A |  | HI | Puako | 0 | 0 | 60 | 169366 | 60 | 240 | 4 | 100% | 4 | 2020-10-20 | 2020-10-20 | 2023-09-30 | 2023-09-30 | #N/A | #N/A | #N/A | #N/A | #N/A | #N/A | 73.0499
103.0432 | #N/A | 2020-12-01 | 100% | #N/A | #N/A |  | HI | Kupono | 0 | 0 | 42 | 93287 | 42 | 168 | 4 | 100% | 4 | 2020-12-01 | 2020-12-01 | 2024-04-09 | 2024-04-09 | #N/A | #N/A | #N/A | #N/A | #N/A | #N/A | 103.0432
66.3904 | #N/A | 2020-12-23 | 100% | #N/A | #N/A |  | HI | Kamaole | 0 | 0 | 40 | 141292 | 40 | 160 | 4 | 100% | 4 | 2020-12-23 | 2020-12-23 | 2022-12-31 | 2022-12-31 | #N/A | #N/A | #N/A | #N/A | #N/A | #N/A | 66.3904
64.5372 | #N/A | 2020-12-30 | 100% | #N/A | #N/A |  | HI | West_Kaua'i | 0 | 0 | 35 | 115700 | 35 | 70 | 2 | 100% | 2 | 2020-12-30 | 2020-12-30 | 2023-12-31 | 2023-12-31 | #N/A | #N/A | #N/A | #N/A | #N/A | #N/A | 64.5372
96.4533 | #N/A | 2024-12-27 | 100% | #N/A | #N/A |  | HI | Kaawanui | 2025 | 0 | 43 | 103871.758 | 43 | 172 | 4 | 100% | 4 | 2024-12-27 | 2024-12-27 | 2028-12-01 | 2028-12-01 | #N/A | #N/A | #N/A | #N/A | #N/A | #N/A | 96.4533
91.8259 | #N/A | 2024-12-27 | 100% | #N/A | #N/A |  | HI | Mana | 2025 | 0 | 35 | 88778.6119 | 35 | 140 | 4 | 100% | 4 | 2024-12-27 | 2024-12-27 | 2029-07-01 | 2029-07-01 | #N/A | #N/A | #N/A | #N/A | #N/A | #N/A | 91.8259
#N/A | 62.9487 | #N/A | #N/A | 2023-09-27 | 100% |  | NM | Route_66 | 0 | 64076 | 49.5 | 134898.9514 | 49.5 | 198 | 4 | 100% | 4 | 2018-01-05 | 2023-09-27 | 2022-05-31 | 2026-02-01 | 2023-09-27 | 2026-02-01 | 23.7017 | 39.0389 | 73.539 | 8953.0263 | 62.9487
#N/A | 31.6843 | 2019-06-24 | 40% | #N/A | #N/A |  | NM | Jicarilla_1 | 0 | 66163 | 50 | 129408.8036 | 20 | 80 | 4 | 40% | 1.6 | 2019-06-24 | 2019-06-24 | 2023-07-01 | 2023-09-06 | #N/A | #N/A | 16.4183 | 15.266 | 68.141 | 8296.5025 | 31.6843
#N/A | 29.7947 | 2019-06-27 | 50% | #N/A | #N/A |  | NM | Arroyo | 0 | 63172 | 300 | 820000 | 150 | 600 | 4 | 50% | 2 | 2019-06-27 | 2019-06-27 | 2023-06-22 | 2023-06-22 | #N/A | #N/A | 15.8647 | 13.93 | 52.1217 | 6345.8945 | 29.7947
#N/A | 26.1602 | 2019-10-17 | 50% | #N/A | #N/A |  | NM | Buena_Vista | 0 | 66408 | 100 | 333569.5193 | 50 | 200 | 4 | 50% | 2 | 2019-10-17 | 2019-10-17 | 2022-07-31 | 2022-07-31 | #N/A | #N/A | 17.8553 | 8.3049 | 38.1481 | 4644.5823 | 26.1602
#N/A | 31.6377 | 2020-09-23 | 30% | #N/A | #N/A |  | NM | Rockmont | 0 | 64216 | 100 | 289214 | 30 | 120 | 4 | 30% | 1.2 | 2020-09-23 | 2020-09-23 | 2022-06-10 | 2023-06-30 | #N/A | #N/A | 23.2708 | 8.3669 | 55.2087 | 6721.736 | 31.6377
#N/A | 36.2213 | 2020-09-25 | 50% | #N/A | #N/A |  | NM | San_Juan_Solar_1 | 0 | 66574 | 200 | 568244 | 100 | 400 | 4 | 50% | 2 | 2020-09-25 | 2020-09-25 | 2022-06-10 | 2023-06-30 | #N/A | #N/A | 22.3859 | 13.8354 | 53.811 | 6551.5655 | 36.2213
#N/A | 23.3538 | 2021-02-01 | 26.32% | #N/A | #N/A |  | NM | Sky_Ranch | 0 | 66814 | 190 | 531319.6249 | 50 | 200 | 4 | 26.32% | 1.0526 | 2021-02-01 | 2021-02-01 | 2023-12-31 | 2023-12-31 | #N/A | #N/A | 17.1857 | 6.1682 | 45.135 | 5495.4118 | 23.3538
#N/A | 39.7859 | #N/A | #N/A | 2023-09-27 | 52.63% |  | NM | Sky_Ranch_II | 0 | 0 | 190 | 528620.9721 | 100 | 400 | 4 | 52.63% | 2.1053 | 2021-02-01 | 2023-09-27 | 2024-03-31 | 2026-02-01 | 2023-09-27 | 2026-02-01 | 16.7447 | 22.917 | 83.5256 | 10168.5722 | 39.7859
#N/A | 20.6379 | 2021-04-01 | 26.67% | #N/A | #N/A |  | NM | Jicarilla_Solar_Energy_Center_I | 0 | 66163 | 150 | 368076.4192 | 40 | 160 | 4 | 26.67% | 1.0667 | 2021-04-01 | 2021-04-01 | 2023-06-01 | 2023-06-01 | #N/A | #N/A | 12.398 | 8.24 | 52.3156 | 6369.6818 | 20.6379
#N/A | 27.7576 | 2021-04-01 | 50% | #N/A | #N/A |  | NM | Atrisco | 0 | 67003 | 300 | 839558.9228 | 150 | 600 | 4 | 50% | 2 | 2021-04-01 | 2021-04-01 | 2023-06-01 | 2023-06-01 | #N/A | #N/A | 15.9284 | 11.8293 | 45.6821 | 5562.0228 | 27.7576
#N/A | 42.4573 | 2022-05-13 | 50% | #N/A | #N/A |  | NM | Carne | 0 | 0 | 130 | 379882.085 | 65 | 260 | 4 | 50% | 2 | 2022-05-13 | 2022-05-13 | 2025-05-01 | 2025-05-01 | #N/A | #N/A | 24.288 | 18.1693 | 73.1753 | 8909.3885 | 42.4573
#N/A | 40.7854 | 2023-07-21 | 35.71% | #N/A | #N/A |  | NM | TAG | 0 | 0 | 140 | 382511.9741 | 50 | 200 | 4 | 35.71% | 1.4286 | 2023-07-21 | 2023-07-21 | 2025-03-31 | 2025-03-31 | #N/A | #N/A | 26.7161 | 14.0693 | 74.2741 | 9042.3623 | 40.7854
#N/A | 63.5447 | 2023-10-24 | 100% | #N/A | #N/A |  | NM | Quail_Ranch | 0 | 0 | 100 | 263275.0744 | 100 | 400 | 4 | 100% | 4 | 2023-10-24 | 2023-10-24 | 2025-11-02 | 2025-11-02 | #N/A | #N/A | 23.9901 | 39.5547 | 71.9167 | 8755.6538 | 63.5447
#N/A | 73.713 | 2025-06-13 | 100% | #N/A | #N/A |  | NM | Star_Light | 2025 | 0 | 100 | 275675.712 | 100 | 400 | 4 | 100% | 4 | 2025-06-13 | 2025-06-13 | 2026-12-01 | 2026-12-01 | #N/A | #N/A | 28.2141 | 45.4989 | 86.5591 | 10538.7484 | 73.713
#N/A | 74.4608 | 2025-06-13 | 75.56% | #N/A | #N/A |  | NM | Windy_Lane | 2025 | 0 | 90 | 195548.5154 | 68 | 272 | 4 | 75.56% | 3.0222 | 2025-06-13 | 2025-06-13 | 2026-12-01 | 2026-12-01 | #N/A | #N/A | 29.512 | 44.9488 | 89.2025 | 10860.5838 | 74.4608
#N/A | 81.3416 | 2025-06-13 | 100% | #N/A | #N/A |  | NM | Four_Mile_Mesa | 2025 | 0 | 100 | 275675.712 | 100 | 400 | 4 | 100% | 4 | 2025-06-13 | 2025-06-13 | 2027-12-31 | 2027-12-31 | #N/A | #N/A | 31.2975 | 50.0441 | 95.2061 | 11591.5322 | 81.3416
#N/A | 33.0239 | 2018-05-30 | 24.75% | #N/A | #N/A |  | NV | Battle Mountain | 0 | 61098 | 101 | 291371.771 | 25 | 100 | 4 | 24.75% | 0.9901 | 2018-05-30 | 2018-05-30 | 2021-06-01 | 2021-06-01 | #N/A | #N/A | 25.3851 | 7.6388 | 61.0242 | 7428.724 | 33.0239
#N/A | 30.994 | 2018-05-30 | 25% | #N/A | #N/A |  | NV | Dodge_Flat | 0 | 63913 | 200 | 554635.3097 | 50 | 200 | 4 | 25% | 1 | 2018-05-30 | 2018-05-30 | 2022-03-02 | 2022-03-02 | #N/A | #N/A | 24.193 | 6.801 | 51.7265 | 6297.8704 | 30.994
#N/A | 34.664 | 2018-05-30 | 25% | #N/A | #N/A |  | NV | Fish_Springs_Ranch | 0 | 64148 | 100 | 261362.0644 | 25 | 100 | 4 | 25% | 1 | 2018-05-30 | 2018-05-30 | 2022-03-15 | 2022-03-15 | #N/A | #N/A | 27.3414 | 7.3225 | 52.4885 | 6390.6377 | 34.664
#N/A | 25.9628 | 2019-03-27 | 37.5% | #N/A | #N/A |  | NV | Arrow_Canyon | 0 | 62248 | 200 | 688529.3 | 75 | 375 | 5 | 37.5% | 1.875 | 2019-03-27 | 2019-03-27 | 2023-12-01 | 2023-12-01 | #N/A | #N/A | #N/A | #N/A | #N/A | #N/A | 25.9628
#N/A | 26.2519 | 2019-06-24 | 45% | #N/A | #N/A |  | NV | Southern_Bighorn | 0 | 63113 | 300 | 1034830 | 135 | 540 | 4 | 45% | 1.8 | 2019-06-24 | 2019-06-24 | 2025-05-31 | 2026-05-31 | #N/A | #N/A | #N/A | #N/A | #N/A | #N/A | 26.2519
#N/A | 29.8065 | 2019-06-24 | 55.07% | #N/A | #N/A |  | NV | Gemini | 0 | 63352 | 690 | 2097970.2961 | 380 | 1416 | 3.7263 | 55.07% | 2.0522 | 2019-06-24 | 2019-06-24 | 2023-12-01 | 2023-12-01 | #N/A | #N/A | #N/A | #N/A | #N/A | #N/A | 29.8065
#N/A | 38.5947 | 2020-03-25 | 90% | #N/A | #N/A |  | NV | Chuckwalla | 0 | 64558 | 200 | 606352.9177 | 180 | 720 | 4 | 90% | 3.6 | 2020-03-25 | 2020-03-25 | 2025-12-31 | 2025-12-31 | #N/A | #N/A | 19.0935 | 19.5011 | 46.1374 | 5617.6729 | 38.5947
#N/A | 31.0244 | 2020-04-08 | 45.36% | #N/A | #N/A |  | NV | Boulder_3 | 0 | 65141 | 127.86 | 390473.1 | 58 | 232 | 4 | 45.36% | 1.8145 | 2020-04-08 | 2020-04-08 | 2023-12-01 | 2023-12-01 | #N/A | #N/A | 20.147 | 10.8773 | 50.1207 | 6102.4452 | 31.0244
#N/A | 37.4188 | 2021-06-01 | 80% | #N/A | #N/A |  | NV | Hot_Pot | 0 | 65419 | 350 | 984191.2059 | 280 | 1120 | 4 | 80% | 3.2 | 2021-06-01 | 2021-06-01 | 2024-12-01 | 2024-12-01 | #N/A | #N/A | 19.487 | 17.9317 | 43.5557 | 5302.5965 | 37.4188
#N/A | 39.1016 | 2021-06-01 | 80% | #N/A | #N/A |  | NV | Iron_Point | 0 | 65377 | 250 | 697165.7069 | 200 | 800 | 4 | 80% | 3.2 | 2021-06-01 | 2021-06-01 | 2023-12-01 | 2023-12-01 | #N/A | #N/A | 20.6158 | 18.4858 | 44.5214 | 5420.957 | 39.1016
#N/A | 63.8316 | 2022-04-18 | 88.33% | #N/A | #N/A |  | NV | Yellow_Pine_II_PPA2 | 0 | 67091 | 60 | 176000.3412 | 53 | 212 | 4 | 88.33% | 3.5333 | 2022-04-18 | 2022-04-18 | 2024-06-03 | 2024-06-03 | #N/A | #N/A | 32.7871 | 31.0445 | 71.0552 | 8650.5515 | 63.8316
#N/A | 33.5253 | 2022-10-20 | 52% | #N/A | #N/A |  | NV | Yellow_Pine | 0 | 66357 | 125 | 385804.8203 | 65 | 260 | 4 | 52% | 2.08 | 2022-10-20 | 2022-10-20 | 2023-08-01 | 2023-08-01 | #N/A | #N/A | 20.0067 | 13.5185 | 55.338 | 6739.457 | 33.5253
#N/A | 56.1911 | 2023-01-24 | 49.23% | #N/A | #N/A |  | NV | Yellow_Pine_II_PPA1 | 0 | 67091 | 65 | 195710.6776 | 32 | 128 | 4 | 49.23% | 1.9692 | 2023-01-24 | 2023-01-24 | 2024-08-26 | 2024-08-26 | #N/A | #N/A | 36.4325 | 19.7586 | 83.3895 | 10152.1067 | 56.1911
#N/A | 74.6337 | 2024-01-31 | 100% | #N/A | #N/A |  | NV | Dry_Lake_East | 0 | 0 | 200 | 550582.5845 | 200 | 800 | 4 | 100% | 4 | 2024-01-31 | 2024-01-31 | 2026-12-01 | 2026-12-01 | #N/A | #N/A | 28.9299 | 45.7038 | 86.8278 | 10571.4538 | 74.6337
#N/A | 64.3088 | 2024-02-15 | 52% | #N/A | #N/A |  | NV | Bonanza | 0 | 66908 | 125 | 344926.1186 | 65 | 260 | 4 | 52% | 2.08 | 2024-02-15 | 2024-02-15 | 2028-12-31 | 2028-12-31 | #N/A | #N/A | 35.9105 | 28.3983 | 104.0053 | 12661.927 | 64.3088
#N/A | 60.1786 | 2024-05-03 | 100% | #N/A | #N/A |  | NV | Boulder_Solar_III | 0 | 0 | 127.85 | 444228.4963 | 127.85 | 511.4 | 4 | 100% | 4 | 2024-05-03 | 2024-05-03 | 2027-06-01 | 2027-06-01 | #N/A | #N/A | 25.5936 | 34.585 | 83.9522 | 10221.76 | 60.1786
#N/A | 65.4384 | 2024-05-03 | 100% | #N/A | #N/A |  | NV | Libra | 0 | 0 | 700 | 1835627.6653 | 700 | 2800 | 4 | 100% | 4 | 2024-05-03 | 2024-05-03 | 2027-12-01 | 2027-12-01 | #N/A | #N/A | 25.8673 | 39.5711 | 72.4943 | 8826.6815 | 65.4384
#N/A | 48.9841 | 2021-01-15 | 5.319% | #N/A | #N/A |  | NY | Moraine | 0 | 0 | 94 | 193359.3107 | 5 | 20 | 4 | 5.319% | 0.21277 | 2021-01-15 | 2021-01-15 | 2023-06-01 | 2023-06-01 | #N/A | #N/A | #N/A | #N/A | #N/A | #N/A | 48.9841
#N/A | 50.5328 | 2021-01-15 | 4.202% | #N/A | #N/A |  | NY | Tracy | 0 | 65051 | 119 | 248267.3679 | 5 | 20 | 4 | 4.202% | 0.16807 | 2021-01-15 | 2021-01-15 | 2023-06-01 | 2023-06-01 | #N/A | #N/A | #N/A | #N/A | #N/A | #N/A | 50.5328
#N/A | 50.128 | 2019-02-11 | 60% | #N/A | #N/A |  | OR | Wheatridge | 0 | 62745 | 50 | 117259.4749 | 30 | 120 | 4 | 60% | 2.4 | 2019-02-11 | 2019-02-11 | 2022-03-22 | 2022-03-22 | #N/A | #N/A | 34.6413 | 15.4867 | 41.6803 | 5074.4924 | 50.128

## PV & Wind PPAs vs Gas
Levelized wind and solar PPA prices and levelized gas price projections
Sources: Berkeley Lab, FERC, NYSERDA, EIA
Note: Smallest bubble sizes reflect smallest-volume PPAs (<5 MW), whereas largest reflect largest-volume PPAs (>500 MW).
| Levelized Gas | Solar | Wind | Wind | Wind | Wind | Solar | Solar | Solar
| Price Projection | Average | Average | PPA | Project | Project | PPA | Project | Project
| 2024 $/MWh | 2024 $/MWh | 2024 $/MWh | Date | 2024 $/MWh | Capacity | Date | 2024 $/MWh | Capacity
2009 | 68.0483 | 187.0745 | 89.8225 | 2009-01-28 | 63.1614 | 50.4 | 2006-09-01 | 280.7037 | 7
2010 | 67.0998 | 153.4287 | 79.196 | 2009-01-30 | 71.2555 | 98.9 | 2007-06-25 | 253.185 | 5
2011 | 54.3898 | 124.5123 | 55.8214 | 2009-02-02 | 60.5938 | 99 | 2008-07-01 | 170.7732 | 550
2012 | 52.5754 | 96.2131 | 46.8615 | 2009-02-05 | 106.6461 | 150 | 2008-07-23 | 148.7274 | 210
2013 | 51.034 | 77.0579 | 32.4385 | 2009-02-05 | 109.7969 | 51 | 2008-12-19 | 196.1542 | 10
2014 | 54.5016 | 61.6883 | 31.4624 | 2009-02-05 | 109.8203 | 49.5 | 2009-02-23 | 152.154 | 30
2015 | 55.7257 | 50.8894 | 36.7417 | 2009-02-19 | 107.4886 | 49.5 | 2009-03-01 | 180.6546 | 30
2016 | 47.1425 | 41.4299 | 29.6813 | 2009-03-17 | 133.3989 | 8 | 2009-03-05 | 171.9412 | 19
2017 | 45.2158 | 39.0331 | 23.4399 | 2009-03-17 | 137.0059 | 24.75 | 2009-05-01 | 236.0751 | 12.6
2018 | 40.9317 | 28.7505 | 19.6982 | 2009-03-24 | 102.2281 | 63 | 2009-05-08 | 165.8673 | 230
2019 | 36.4303 | 24.1632 | 25.7797 | 2009-03-31 | 69.9098 | 30 | 2009-06-01 | 147.1977 | 20
2020 | 30.5469 | 25.7494 | 28.7258 | 2009-03-31 | 69.9091 | 12 | 2009-06-01 | 227.1969 | 14
2021 | 31.6026 | 22.4022 | 24.5365 | 2009-04-01 | 58.5539 | 49.5 | 2009-06-01 | 259.6676 | 10.08
2022 | 31.3749 | 34.0413 | 34.1979 | 2009-04-01 | 93.5264 | 96.6 | 2009-06-22 | 194.3615 | 48
2023 | 28.8971 | 50.6103 | 34.1979 | 2009-04-10 | 121.2714 | 124.5 | 2009-08-17 | 164.4117 | 250
2024 | 25.7939 | 48.1613 | #N/A | 2009-04-29 | 79.5974 | 70 | 2009-09-08 | 233.8455 | 250
2025 | 29.0325 | #N/A | #N/A | 2009-04-30 | 73.8086 | 22.5 | 2009-11-20 | 136.5907 | 21
|  |  |  | 2009-06-10 | 89.5863 | 102.3 | 2009-12-23 | 150.8337 | 50
|  |  |  | 2009-06-22 | 83.4827 | 205.5 | 2009-12-24 | 288.6225 | 6
|  |  |  | 2009-06-30 | 85.2728 | 70 | 2009-12-24 | 288.6225 | 19
|  |  |  | 2009-06-30 | 76.6725 | 51 | 2009-12-24 | 288.6225 | 20
|  |  |  | 2009-07-09 | 99.0346 | 21 | 2010-01-26 | 186.7628 | 50
|  |  |  | 2009-07-09 | 99.0346 | 21 | 2010-01-26 | 186.7628 | 20
|  |  |  | 2009-07-09 | 99.0346 | 22.5 | 2010-01-26 | 190.6146 | 20
|  |  |  | 2009-07-30 | 63.4477 | 69 | 2010-02-02 | 156.978 | 50
|  |  |  | 2009-08-01 | 74.7186 | 100 | 2010-02-24 | 160.9508 | 300
|  |  |  | 2009-08-05 | 85.0653 | 18.9 | 2010-03-06 | 153.7062 | 40
|  |  |  | 2009-08-05 | 84.9858 | 16.8 | 2010-04-19 | 119.7424 | 29
|  |  |  | 2009-08-17 | 121.4553 | 90 | 2010-04-21 | 160.4185 | 66
|  |  |  | 2009-08-26 | 77.9913 | 200.2 | 2010-04-29 | 150.3057 | 25
|  |  |  | 2009-09-08 | 64.6557 | 36 | 2010-05-10 | 151.644 | 125
|  |  |  | 2009-09-25 | 54.9212 | 151.8 | 2010-05-20 | 181.378 | 25.8
|  |  |  | 2009-09-25 | 56.1825 | 129.6 | 2010-06-01 | 363.3955 | 32
|  |  |  | 2009-10-01 | 77.9619 | 150 | 2010-06-01 | 150.3057 | 20
|  |  |  | 2009-10-05 | 57.1072 | 99 | 2010-06-24 | 147.0564 | 23
|  |  |  | 2009-10-09 | 91.69 | 5 | 2010-06-30 | 113.9625 | 12
|  |  |  | 2009-11-02 | 81.4265 | 60 | 2010-06-30 | 113.9458 | 10
|  |  |  | 2009-11-16 | 77.48 | 50 | 2010-07-26 | 151.5367 | 20
|  |  |  | 2009-11-24 | 89.9074 | 209.4 | 2010-07-29 | 179.361 | 150
|  |  |  | 2009-11-24 | 77.0914 | 150 | 2010-07-29 | 146.7706 | 45
|  |  |  | 2009-11-30 | 131.9329 | 150 | 2010-08-10 | 151.3488 | 30
|  |  |  | 2009-11-30 | 131.9151 | 150 | 2010-08-10 | 220.9062 | 5.5
|  |  |  | 2009-11-30 | 131.9063 | 150 | 2010-08-24 | 128.5378 | 23
|  |  |  | 2009-11-30 | 131.9088 | 102 | 2010-09-20 | 146.4997 | 62.5
|  |  |  | 2009-11-30 | 131.9151 | 168 | 2010-11-10 | 148.4384 | 130
|  |  |  | 2009-12-02 | 114.9023 | 50 | 2010-11-15 | 91.0239 | 14
|  |  |  | 2009-12-09 | 142.9089 | 10.25 | 2010-11-15 | 88.1786 | 20
|  |  |  | 2009-12-17 | 146.061 | 120 | 2010-12-01 | 157.4035 | 9
|  |  |  | 2009-12-28 | 84.6734 | 70 | 2010-12-01 | 166.7639 | 7.65
|  |  |  | 2010-01-28 | 119.5058 | 151.8 | 2010-12-21 | 151.0085 | 60
|  |  |  | 2010-02-05 | 61.5927 | 81 | 2010-12-30 | 128.7213 | 309
|  |  |  | 2010-02-12 | 84.4595 | 198 | 2010-12-30 | 169.0612 | 20
|  |  |  | 2010-03-05 | 126.6531 | 65.1 | 2011-01-05 | 129.0099 | 270
|  |  |  | 2010-03-29 | 67.3799 | 250.2 | 2011-01-07 | 145.2841 | 110
|  |  |  | 2010-04-01 | 69.0665 | 40.5 | 2011-01-25 | 152.5566 | 26
|  |  |  | 2010-04-16 | 48.8648 | 102.4 | 2011-02-07 | 134.8109 | 250
|  |  |  | 2010-04-19 | 100.2858 | 50.4 | 2011-02-11 | 128.6252 | 30
|  |  |  | 2010-04-23 | 57.5333 | 51 | 2011-02-11 | 131.9979 | 20
|  |  |  | 2010-04-29 | 130.7034 | 143.5 | 2011-03-08 | 105.9911 | 150
|  |  |  | 2010-05-04 | 91.0542 | 32.5 | 2011-06-03 | 134.7722 | 110
|  |  |  | 2010-05-04 | 94.4905 | 20 | 2011-06-03 | 125.0763 | 127
|  |  |  | 2010-05-19 | 67.9279 | 250.8 | 2011-06-21 | 120.9076 | 150
|  |  |  | 2010-06-01 | 60.2372 | 36 | 2011-07-08 | 140.5518 | 24
|  |  |  | 2010-06-02 | 133.4094 | 102 | 2011-07-14 | 113.1655 | 20
|  |  |  | 2010-06-03 | 56.5331 | 100 | 2011-07-18 | 222.3245 | 6
|  |  |  | 2010-06-03 | 112.76 | 36.8 | 2011-07-21 | 133.1111 | 150
|  |  |  | 2010-06-03 | 105.0869 | 90 | 2011-09-29 | 96.3085 | 250
|  |  |  | 2010-06-04 | 76.3523 | 30 | 2011-10-01 | 155.9273 | 9
|  |  |  | 2010-06-09 | 134.4409 | 150 | 2011-12-01 | 255.6732 | 20
|  |  |  | 2010-06-09 | 136.8945 | 168 | 2011-12-08 | 122.101 | 19
|  |  |  | 2010-06-09 | 134.4409 | 150 | 2011-12-20 | 95.0338 | 20
|  |  |  | 2010-06-09 | 136.8945 | 132 | 2011-12-20 | 128.7057 | 30
|  |  |  | 2010-06-21 | 103.3463 | 81.6 | 2011-12-20 | 93.39 | 20
|  |  |  | 2010-06-30 | 64.16 | 114 | 2012-01-01 | 95.799 | 15
|  |  |  | 2010-07-07 | 43.3759 | 78.2 | 2012-01-01 | 85.949 | 15
|  |  |  | 2010-07-09 | 64.1972 | 42.5 | 2012-02-03 | 99.163 | 200
|  |  |  | 2010-07-15 | 51.6256 | 99.2 | 2012-02-27 | 91.1697 | 20
|  |  |  | 2010-07-21 | 92.1791 | 99.2 | 2012-07-03 | 103.0414 | 20
|  |  |  | 2010-07-22 | 129.9262 | 102.5 | 2012-07-03 | 109.3947 | 20
|  |  |  | 2010-08-10 | 103.5551 | 110.4 | 2012-08-03 | 104.376 | 20
|  |  |  | 2010-08-16 | 64.2601 | 199.8 | 2012-08-13 | 106.2157 | 20
|  |  |  | 2010-08-20 | 145.2703 | 49 | 2012-08-16 | 103.8522 | 102
|  |  |  | 2010-09-01 | 79.7336 | 79.2 | 2012-08-29 | 100.765 | 20
|  |  |  | 2010-09-08 | 93.6178 | 55.2 | 2012-08-31 | 102.9261 | 250
|  |  |  | 2010-09-17 | 40.2066 | 148.8 | 2012-09-17 | 97.9956 | 20
|  |  |  | 2010-09-22 | 50.0573 | 80 | 2012-09-17 | 117.2443 | 20.8
|  |  |  | 2010-10-11 | 127.3197 | 49.8 | 2012-10-17 | 101.2916 | 10
|  |  |  | 2010-10-18 | 126.3849 | 31.68 | 2012-10-25 | 62.7939 | 50
|  |  |  | 2010-11-05 | 45.4026 | 161 | 2012-11-01 | 79.5258 | 20
|  |  |  | 2010-11-12 | 74.7378 | 99 | 2012-11-15 | 91.3589 | 20
|  |  |  | 2010-12-06 | 39.0514 | 201 | 2012-12-12 | 88.7445 | 250
|  |  |  | 2010-12-09 | 32.8292 | 167.9 | 2012-12-13 | 95.5716 | 20
|  |  |  | 2010-12-17 | 118.8151 | 78.2 | 2013-02-04 | 113.4219 | 28.8
|  |  |  | 2010-12-17 | 64.0221 | 50 | 2013-02-28 | 89.8644 | 45
|  |  |  | 2010-12-17 | 111.4727 | 78.2 | 2013-03-22 | 102.5528 | 20
|  |  |  | 2010-12-17 | 59.9265 | 38.46 | 2013-03-22 | 100.9776 | 20
|  |  |  | 2010-12-22 | 50.9416 | 27.3 | 2013-03-25 | 85.0403 | 20
|  |  |  | 2010-12-23 | 77.2644 | 28.5 | 2013-04-10 | 97.6202 | 20
|  |  |  | 2010-12-23 | 63.702 | 48 | 2013-04-16 | 71.7752 | 20
|  |  |  | 2010-12-23 | 83.8043 | 34.2 | 2013-06-01 | 64.2309 | 20
|  |  |  | 2011-02-01 | 117.2925 | 257.6 | 2013-06-03 | 73.1465 | 48
|  |  |  | 2011-03-10 | 74.1567 | 100 | 2013-06-03 | 74.1269 | 40
|  |  |  | 2011-04-06 | 113.062 | 155.1 | 2013-06-19 | 169.9778 | 12
|  |  |  | 2011-04-20 | 38.1632 | 100.8 | 2013-07-03 | 62.7322 | 50
|  |  |  | 2011-05-05 | 72.4432 | 165.6 | 2013-07-10 | 64.0168 | 40
|  |  |  | 2011-05-06 | 35.6629 | 131.1 | 2013-07-10 | 68.6712 | 20
|  |  |  | 2011-05-13 | 78.7276 | 214.4 | 2013-07-17 | 94.4017 | 20
|  |  |  | 2011-05-16 | 34.2243 | 150.36 | 2013-07-17 | 94.4017 | 12
|  |  |  | 2011-05-16 | 24.3886 | 108 | 2013-09-06 | 74.0283 | 15
|  |  |  | 2011-05-20 | 60.0776 | 115 | 2013-09-19 | 110.6856 | 20
|  |  |  | 2011-06-07 | 42.0734 | 202 | 2013-09-27 | 70.7098 | 20
|  |  |  | 2011-06-21 | 53.8352 | 40 | 2013-10-09 | 73.4 | 20
|  |  |  | 2011-06-27 | 38.0233 | 200 | 2013-10-22 | 70.9679 | 20
|  |  |  | 2011-06-28 | 69.6494 | 104.4 | 2013-12-01 | 90.4907 | 7.314
|  |  |  | 2011-06-29 | 88.5953 | 20 | 2013-12-06 | 74.5789 | 20
|  |  |  | 2011-07-06 | 46.0998 | 199.92 | 2013-12-19 | 61.3528 | 150
|  |  |  | 2011-07-15 | 93.5933 | 162 | 2014-01-30 | 76.3369 | 7
|  |  |  | 2011-07-28 | 96.2822 | 102.5 | 2014-02-20 | 53.5229 | 10.416
|  |  |  | 2011-08-03 | 66.9126 | 120 | 2014-03-17 | 69.7289 | 20
|  |  |  | 2011-08-08 | 52.5635 | 42 | 2014-03-26 | 64.5909 | 25
|  |  |  | 2011-08-15 | 38.388 | 200 | 2014-04-01 | 72.3069 | 10.3
|  |  |  | 2011-08-17 | 47.9639 | 50 | 2014-05-01 | 48.1737 | 150
|  |  |  | 2011-08-17 | 47.9639 | 37.5 | 2014-05-27 | 68.8803 | 30
|  |  |  | 2011-08-30 | 30.0492 | 100.8 | 2014-06-01 | 72.0381 | 20
|  |  |  | 2011-09-07 | 31.9304 | 104 | 2014-06-12 | 63.0119 | 30
|  |  |  | 2011-09-12 | 41.1961 | 92.34 | 2014-07-18 | 61.9042 | 93.6
|  |  |  | 2011-09-12 | 46.312 | 201.6 | 2014-07-23 | 63.228 | 45
|  |  |  | 2011-09-13 | 80.3829 | 100.65 | 2014-07-24 | 62.5113 | 56
|  |  |  | 2011-10-01 | 42.4487 | 48 | 2014-07-24 | 63.1271 | 56
|  |  |  | 2011-11-03 | 31.5396 | 98.9 | 2014-07-31 | 49.8331 | 200
|  |  |  | 2011-11-03 | 33.3578 | 100.8 | 2014-08-19 | 66.0039 | 100
|  |  |  | 2011-11-08 | 34.2717 | 59.8 | 2014-08-25 | 67.1581 | 60
|  |  |  | 2011-11-16 | 61.4613 | 39.9 | 2014-09-03 | 54.9303 | 60
|  |  |  | 2011-11-16 | 90.5689 | 49.5 | 2014-09-04 | 51.3856 | 52
|  |  |  | 2011-11-28 | 87.8495 | 20.65 | 2014-09-04 | 61.1709 | 120
|  |  |  | 2011-12-09 | 42.9458 | 75 | 2014-10-03 | 66.1047 | 30
|  |  |  | 2011-12-13 | 35.1877 | 79.6 | 2014-10-08 | 58.1053 | 101.3
|  |  |  | 2011-12-13 | 34.2615 | 201.25 | 2014-10-08 | 58.9484 | 51
|  |  |  | 2011-12-15 | 35.0679 | 49.2 | 2014-10-08 | 58.886 | 76.5
|  |  |  | 2011-12-20 | 72.9894 | 110.4 | 2014-10-08 | 63.1948 | 30
|  |  |  | 2011-12-20 | 75.4546 | 30.4 | 2014-10-08 | 65.9207 | 80
|  |  |  | 2011-12-20 | 35.7463 | 78.4 | 2014-10-08 | 63.7892 | 103
|  |  |  | 2011-12-22 | 53.4303 | 14.4 | 2014-10-20 | 62.6038 | 40
|  |  |  | 2012-01-19 | 38.7082 | 310.4 | 2014-10-21 | 67.9687 | 11.4
|  |  |  | 2012-02-07 | 50.5906 | 21 | 2014-10-21 | 70.8643 | 20
|  |  |  | 2012-02-15 | 32.9536 | 30.4 | 2014-10-22 | 62.4373 | 20
|  |  |  | 2012-02-17 | 106.1217 | 50 | 2014-10-22 | 62.4373 | 20
|  |  |  | 2012-02-28 | 35.0717 | 91 | 2014-10-22 | 62.4373 | 15
|  |  |  | 2012-03-13 | 35.1877 | 51.2 | 2014-10-22 | 62.4373 | 20
|  |  |  | 2012-03-17 | 44.277 | 202 | 2014-10-22 | 54.449 | 20
|  |  |  | 2012-03-29 | 36.7371 | 48 | 2014-10-22 | 77.2201 | 14.7
|  |  |  | 2012-04-11 | 53.2593 | 54 | 2014-10-22 | 74.8891 | 19.5
|  |  |  | 2012-05-27 | 66.6407 | 69 | 2014-10-22 | 74.9078 | 19.5
|  |  |  | 2012-08-31 | 53.8214 | 100.3 | 2014-10-24 | 72.9209 | 100
|  |  |  | 2012-11-01 | 60.852 | 50 | 2014-11-07 | 77.6631 | 40
|  |  |  | 2012-12-04 | 94.7031 | 9.1 | 2014-11-07 | 77.6631 | 50
|  |  |  | 2012-12-14 | 64.3555 | 15 | 2014-11-13 | 67.2451 | 30
|  |  |  | 2013-01-16 | 33.2751 | 74.8 | 2014-11-18 | 53.9899 | 45
|  |  |  | 2013-02-07 | 32.9316 | 200.6 | 2014-12-09 | 67.4916 | 130
|  |  |  | 2013-04-16 | 54.5621 | 74.8 | 2015-02-01 | 64.8988 | 80
|  |  |  | 2013-05-06 | 33.8286 | 62.4 | 2015-03-02 | 110.4343 | 6
|  |  |  | 2013-05-24 | 100.4505 | 39 | 2015-03-02 | 45.9346 | 25
|  |  |  | 2013-06-01 | 25.5904 | 200 | 2015-03-03 | 68.4172 | 62.25
|  |  |  | 2013-06-01 | 25.001 | 200 | 2015-03-04 | 41.1145 | 70
|  |  |  | 2013-06-05 | 52.6974 | 200 | 2015-03-04 | 41.6374 | 70
|  |  |  | 2013-06-15 | 24.4162 | 199 | 2015-03-05 | 91.9954 | 10.5
|  |  |  | 2013-06-15 | 26.9325 | 250 | 2015-03-23 | 74.5603 | 20
|  |  |  | 2013-06-21 | 34.7848 | 102.4 | 2015-03-25 | 51.8878 | 30
|  |  |  | 2013-06-28 | 62.6285 | 80 | 2015-04-03 | 51.5776 | 81
|  |  |  | 2013-07-02 | 58.3091 | 50.4 | 2015-04-03 | 49.2362 | 54
|  |  |  | 2013-07-02 | 27.8065 | 200 | 2015-04-14 | 68.5489 | 6.8
|  |  |  | 2013-07-07 | 62.6285 | 80 | 2015-04-17 | 58.1987 | 20
|  |  |  | 2013-07-08 | 23.7889 | 100 | 2015-04-30 | 48.7313 | 50.6
|  |  |  | 2013-07-10 | 26.3442 | 249.9 | 2015-04-30 | 66.2214 | 52
|  |  |  | 2013-07-17 | 27.3681 | 150 | 2015-04-30 | 21.4169 | 80
|  |  |  | 2013-07-24 | 30.2586 | 205.7 | 2015-05-27 | 74.3283 | 4.9
|  |  |  | 2013-08-12 | 56.6385 | 20 | 2015-06-01 | 82.0549 | 3.6
|  |  |  | 2013-08-20 | 64.2022 | 147.6 | 2015-06-05 | 45.9977 | 100
|  |  |  | 2013-08-20 | 62.5965 | 184.8 | 2015-06-09 | 75.0716 | 80
|  |  |  | 2013-09-11 | 35.231 | 60 | 2015-06-19 | 48.6543 | 100
|  |  |  | 2013-10-09 | 22.6985 | 200 | 2015-06-23 | 53.3259 | 46
|  |  |  | 2013-10-09 | 23.8151 | 198.9 | 2015-06-25 | 60.178 | 100.815
|  |  |  | 2013-10-10 | 22.3144 | 199.8 | 2015-06-30 | 66.3181 | 7
|  |  |  | 2013-10-10 | 23.851 | 200 | 2015-07-01 | 69.9965 | 13
|  |  |  | 2013-10-17 | 24.6951 | 400 | 2015-07-01 | 72.4048 | 20
|  |  |  | 2013-10-25 | 63.3507 | 19.8 | 2015-07-01 | 142.386 | 27.6
|  |  |  | 2013-11-01 | 34.5082 | 249.2 | 2015-07-15 | 57.1871 | 125
|  |  |  | 2013-11-06 | 27.3008 | 172 | 2015-07-16 | 53.1119 | 150
|  |  |  | 2013-11-18 | 100.7211 | 34.2 | 2015-07-16 | 53.5411 | 180
|  |  |  | 2013-11-18 | 27.4 | 201.6 | 2015-07-21 | 50.6447 | 20
|  |  |  | 2013-12-11 | 56.0162 | 51 | 2015-08-05 | 49.2366 | 30
|  |  |  | 2013-12-20 | 23.1253 | 98 | 2015-08-09 | 45.0782 | 30
|  |  |  | 2013-12-27 | 33.0134 | 149.6 | 2015-08-12 | 54.9873 | 10
|  |  |  | 2014-01-21 | 23.3088 | 100.3 | 2015-08-28 | 55.2144 | 150
|  |  |  | 2014-01-23 | 36.5016 | 78.2 | 2015-09-03 | 81.1017 | 10.88
|  |  |  | 2014-01-24 | 24.9576 | 99 | 2015-09-23 | 47.2654 | 52
|  |  |  | 2014-02-27 | 30.1543 | 299.7 | 2015-09-23 | 50.5745 | 52
|  |  |  | 2014-06-11 | 25.9908 | 150 | 2015-09-24 | 45.1925 | 25
|  |  |  | 2014-07-01 | 42.5588 | 175 | 2015-09-28 | 21.3571 | 46.2
|  |  |  | 2014-08-01 | 26.0952 | 100 | 2015-09-28 | 21.3571 | 71.4
|  |  |  | 2014-08-01 | 40.114 | 116 | 2015-10-01 | 39.9043 | 118
|  |  |  | 2014-08-14 | 72.4131 | 30 | 2015-10-01 | 36.3649 | 182
|  |  |  | 2014-09-11 | 74.7471 | 42.95 | 2015-10-01 | 63.7599 | 146
|  |  |  | 2014-09-24 | 45.6553 | 140 | 2015-10-08 | 53.7473 | 50
|  |  |  | 2014-10-30 | 28.7047 | 100 | 2015-10-09 | 46.3871 | 154.272
|  |  |  | 2014-12-01 | 23.288 | 200 | 2015-10-09 | 42.1586 | 103.5
|  |  |  | 2014-12-01 | 27.3017 | 150 | 2015-10-15 | 47.2039 | 125
|  |  |  | 2014-12-10 | 25.8345 | 150 | 2015-11-05 | 56.4872 | 85
|  |  |  | 2014-12-17 | 24.9238 | 100 | 2015-11-06 | 48.8976 | 54
|  |  |  | 2014-12-17 | 24.4586 | 73.5 | 2015-11-09 | 41.7139 | 72
|  |  |  | 2014-12-31 | 25.0514 | 50 | 2015-11-10 | 47.9976 | 30
|  |  |  | 2015-03-24 | 36.4047 | 78 | 2015-11-20 | 48.4234 | 86
|  |  |  | 2015-04-07 | 29.7375 | 300 | 2015-11-30 | 50.9991 | 50
|  |  |  | 2015-04-24 | 22.7243 | 208.27 | 2015-12-17 | 44.225 | 90
|  |  |  | 2015-05-01 | 25.8917 | 20 | 2015-12-17 | 72.8959 | 20
|  |  |  | 2015-05-01 | 46.5878 | 149 | 2015-12-18 | 57.4332 | 20
|  |  |  | 2015-05-04 | 35.0055 | 20 | 2015-12-18 | 57.4162 | 20
|  |  |  | 2015-05-22 | 32.0768 | 200.91 | 2015-12-18 | 57.5091 | 20
|  |  |  | 2015-05-29 | 59.3237 | 50.4 | 2015-12-18 | 55.4773 | 20
|  |  |  | 2015-06-09 | 31.7032 | 36 | 2016-01-06 | 30.6946 | 26
|  |  |  | 2015-07-08 | 47.9633 | 208 | 2016-04-12 | 53.0473 | 8.16
|  |  |  | 2015-07-24 | 91.0864 | 80 | 2016-04-12 | 49.9869 | 20.4
|  |  |  | 2015-08-07 | 50.3034 | 324 | 2016-05-19 | 37.6103 | 100
|  |  |  | 2015-09-15 | 35.0055 | 25 | 2016-08-02 | 34.0042 | 128
|  |  |  | 2015-09-15 | 44.0751 | 100.05 | 2016-08-04 | 45.0111 | 20
|  |  |  | 2015-09-17 | 36.3736 | 98 | 2016-08-09 | 48.4517 | 16
|  |  |  | 2015-10-01 | 53.3471 | 200 | 2016-08-26 | 56.6402 | 60
|  |  |  | 2015-10-09 | 85.5077 | 30 | 2016-08-29 | 47.3977 | 20
|  |  |  | 2015-10-16 | 32.922 | 198 | 2016-09-15 | 45.603 | 100
|  |  |  | 2015-10-27 | 22.9192 | 149.03 | 2016-09-20 | 46.4177 | 100
|  |  |  | 2015-11-09 | 22.603 | 64.8 | 2016-09-22 | 161.3106 | 24.9
|  |  |  | 2015-11-19 | 47.7661 | 100.8 | 2016-09-23 | 39.11 | 40
|  |  |  | 2015-11-19 | 49.8518 | 131.1 | 2016-09-23 | 39.11 | 20
|  |  |  | 2015-11-20 | 21.155 | 199.8 | 2016-09-23 | 39.11 | 50
|  |  |  | 2015-12-04 | 22.8368 | 99.1 | 2016-09-23 | 39.11 | 50
|  |  |  | 2015-12-16 | 34.8215 | 149.5 | 2016-11-15 | 41.8284 | 105
|  |  |  | 2015-12-18 | 23.3892 | 106 | 2016-11-18 | 36.7884 | 150
|  |  |  | 2015-12-18 | 31.0116 | 29.9 | 2016-11-18 | 36.6489 | 80
|  |  |  | 2015-12-23 | 21.0037 | 206.55 | 2016-11-18 | 30.8806 | 125
|  |  |  | 2016-01-08 | 26.63 | 200 | 2016-12-13 | 44.0765 | 7.8
|  |  |  | 2016-01-19 | 20.8754 | 200 | 2016-12-15 | 34.4679 | 200
|  |  |  | 2016-02-01 | 37.6728 | 75 | 2016-12-21 | 63.7627 | 20
|  |  |  | 2016-02-01 | 39.2327 | 25 | 2016-12-21 | 71.7746 | 20
|  |  |  | 2016-02-02 | 35.0055 | 7 | 2016-12-21 | 71.7746 | 10
|  |  |  | 2016-03-03 | 23.3238 | 99.25 | 2017-01-03 | 55.69 | 7.2
|  |  |  | 2016-03-04 | 25.5091 | 149.73 | 2017-01-12 | 105.9198 | 14.7
|  |  |  | 2016-05-12 | 47.1555 | 7.2 | 2017-01-12 | 96.9221 | 45.9
|  |  |  | 2016-05-31 | 41.8585 | 119.7 | 2017-01-12 | 39.2279 | 100
|  |  |  | 2016-05-31 | 21.3772 | 140 | 2017-01-17 | 42.5541 | 60
|  |  |  | 2016-07-18 | 58.0849 | 46 | 2017-01-31 | 39.8465 | 20
|  |  |  | 2016-07-26 | 28.0587 | 199.2 | 2017-03-23 | 34.9091 | 17
|  |  |  | 2016-08-11 | 38.3528 | 75.4 | 2017-03-31 | 102.0477 | 49
|  |  |  | 2016-10-28 | 19.0163 | 216.44 | 2017-04-01 | 57.2768 | 56
|  |  |  | 2016-10-28 | 18.673 | 199.52 | 2017-04-18 | 34.0082 | 74.9
|  |  |  | 2016-11-01 | 46.0396 | 49.5 | 2017-05-22 | 22.9863 | 100
|  |  |  | 2016-11-11 | 49.943 | 298.2 | 2017-05-25 | 78.1029 | 78.4
|  |  |  | 2016-12-01 | 35.1844 | 79.75 | 2017-05-25 | 72.6721 | 50
|  |  |  | 2016-12-05 | 20.2979 | 40.59 | 2017-05-25 | 68.8193 | 9.496
|  |  |  | 2016-12-05 | 45.34 | 43.2 | 2017-05-25 | 77.7279 | 39.864
|  |  |  | 2016-12-06 | 23.3058 | 27 | 2017-05-26 | 40.0818 | 52.5
|  |  |  | 2016-12-15 | 22.0127 | 200 | 2017-06-01 | 29.593 | 40
|  |  |  | 2017-01-01 | 45.2223 | 66 | 2017-06-01 | 28.8057 | 86
|  |  |  | 2017-01-19 | 37.2987 | 100 | 2017-06-01 | 28.8057 | 74
|  |  |  | 2017-01-27 | 17.7717 | 100.05 | 2017-06-07 | 32.1048 | 50
|  |  |  | 2017-02-09 | 42.7708 | 128.7 | 2017-06-19 | 30.4752 | 100
|  |  |  | 2017-02-17 | 39.9146 | 200.8 | 2017-06-20 | 96.3617 | 19.59
|  |  |  | 2017-03-07 | 20.3082 | 231.05 | 2017-06-20 | 87.9521 | 19.58
|  |  |  | 2017-03-07 | 15.2042 | 216.2 | 2017-06-20 | 87.3722 | 19.58
|  |  |  | 2017-03-13 | 17.8082 | 106.7 | 2017-06-20 | 88.5081 | 19.6
|  |  |  | 2017-03-14 | 14.9548 | 15 | 2017-06-26 | 51.6442 | 5
|  |  |  | 2017-05-05 | 14.9548 | 2.38 | 2017-07-17 | 28.8335 | 40
|  |  |  | 2017-05-17 | 21.22 | 100 | 2017-07-28 | 90.543 | 8.4
|  |  |  | 2017-06-06 | 16.3851 | 15.59 | 2017-07-28 | 89.9115 | 8.4
|  |  |  | 2017-06-09 | 12.4962 | 160 | 2017-08-08 | 52.4383 | 252.32
|  |  |  | 2017-06-20 | 25.9792 | 75 | 2017-08-25 | 29.8704 | 100
|  |  |  | 2017-07-07 | 25.7409 | 132 | 2017-09-22 | 35.3069 | 20
|  |  |  | 2017-07-19 | 15.1945 | 16.1 | 2017-09-22 | 35.3069 | 20
|  |  |  | 2017-07-21 | 31.0135 | 100 | 2017-09-22 | 35.3069 | 20
|  |  |  | 2017-08-01 | 24.5061 | 200 | 2017-09-23 | 31.7777 | 200
|  |  |  | 2017-08-11 | 43.3516 | 48.8 | 2017-09-26 | 30.6305 | 62.5
|  |  |  | 2017-08-11 | 38.3224 | 102.5 | 2017-09-26 | 30.0756 | 50
|  |  |  | 2017-09-01 | 19.8733 | 242 | 2017-10-06 | 29.3163 | 25
|  |  |  | 2017-09-01 | 60.9855 | 100 | 2017-10-06 | 29.3163 | 25
|  |  |  | 2017-09-26 | 26.1247 | 30 | 2017-10-30 | 32.5461 | 50
|  |  |  | 2017-10-01 | 24.8993 | 98 | 2017-11-08 | 32.1495 | 5
|  |  |  | 2017-10-02 | 20.6921 | 29.875 | 2017-11-13 | 28.8638 | 150
|  |  |  | 2017-10-12 | 13.0084 | 243.8 | 2017-11-13 | 26.312 | 200
|  |  |  | 2017-10-16 | 24.4221 | 103.5 | 2017-11-14 | 32.1495 | 15
|  |  |  | 2017-11-15 | 21.901 | 211.66 | 2017-12-08 | 20.7575 | 45
|  |  |  | 2017-11-17 | 10.5831 | 100 | 2017-12-14 | 21.5704 | 150
|  |  |  | 2017-11-17 | 13.0198 | 83 | 2017-12-15 | 37.7222 | 50
|  |  |  | 2017-11-17 | 14.2782 | 200 | 2017-12-21 | 30.9535 | 99
|  |  |  | 2017-12-20 | 25.626 | 165 | 2018-01-05 | 25.0473 | 50
|  |  |  | 2017-12-21 | 26.2925 | 50 | 2018-01-09 | 29.9779 | 30
|  |  |  | 2018-01-10 | 13.0198 | 97 | 2018-01-26 | 25.9327 | 100
|  |  |  | 2018-01-22 | 15.9656 | 226.56 | 2018-01-29 | 25.0648 | 57.5
|  |  |  | 2018-01-22 | 24.3506 | 216.6 | 2018-01-29 | 28.7153 | 120
|  |  |  | 2018-03-13 | 22.599 | 79.9 | 2018-02-01 | 36.8972 | 10
|  |  |  | 2018-04-20 | 13.0425 | 301.02 | 2018-02-05 | 38.5419 | 50
|  |  |  | 2018-07-22 | 29.7994 | 45.36 | 2018-02-21 | 49.2287 | 106.688
|  |  |  | 2018-07-22 | 29.9624 | 80.64 | 2018-02-23 | 30.7367 | 99
|  |  |  | 2018-08-20 | 17.907 | 250.4 | 2018-03-01 | 68.1096 | 19.99
|  |  |  | 2018-08-31 | 41.8113 | 97.2 | 2018-03-01 | 64.5904 | 19.99
|  |  |  | 2018-09-01 | 62.2206 | 101.2 | 2018-03-01 | 65.025 | 19.99
|  |  |  | 2018-10-05 | 45.7215 | 21.6 | 2018-03-01 | 57.4878 | 90
|  |  |  | 2018-10-18 | 17.5361 | 106 | 2018-03-01 | 65.6528 | 50
|  |  |  | 2018-10-19 | 14.2265 | 199.4 | 2018-03-01 | 61.4265 | 19.99
|  |  |  | 2018-10-19 | 65.3741 | 105.8 | 2018-03-01 | 66.9631 | 19.99
|  |  |  | 2018-10-19 | 38.744 | 95.25 | 2018-03-01 | 66.218 | 19.99
|  |  |  | 2018-10-22 | 9.534 | 299.36 | 2018-03-01 | 67.462 | 19.99
|  |  |  | 2018-10-29 | 15.1196 | 153.6 | 2018-04-16 | 170.6333 | 6.3
|  |  |  | 2018-11-19 | 13.4353 | 161 | 2018-05-07 | 32.5967 | 100
|  |  |  | 2018-11-21 | 10.9098 | 250 | 2018-05-16 | 31.8308 | 74.5
|  |  |  | 2018-12-05 | 15.9736 | 171 | 2018-05-16 | 31.8308 | 74.5
|  |  |  | 2018-12-31 | 41.751 | 21.6 | 2018-05-30 | 19.3997 | 300
|  |  |  | 2019-01-01 | 33.8794 | 46.5 | 2018-05-30 | 23.274 | 250
|  |  |  | 2019-01-03 | 29.2515 | 398.6 | 2018-05-30 | 25.6304 | 50
|  |  |  | 2019-01-08 | 20.376 | 236.5 | 2018-05-30 | 22.1398 | 101
|  |  |  | 2019-01-11 | 44.8899 | 136.8 | 2018-05-30 | 22.1482 | 200
|  |  |  | 2019-01-22 | 24.7742 | 102 | 2018-05-30 | 25.0306 | 100
|  |  |  | 2019-02-05 | 10.5551 | 104 | 2018-05-31 | 33.0279 | 80
|  |  |  | 2019-02-06 | 16.2457 | 134.08 | 2018-06-01 | 64.5532 | 5.6815
|  |  |  | 2019-02-11 | 30.3781 | 199.54 | 2018-06-04 | 22.7508 | 80
|  |  |  | 2019-03-07 | 27.6269 | 144 | 2018-06-06 | 26.3231 | 60
|  |  |  | 2019-05-16 | 13.2161 | 160 | 2018-06-08 | 23.0082 | 30
|  |  |  | 2019-05-21 | 24.1334 | 96.7 | 2018-06-13 | 20.7084 | 58
|  |  |  | 2019-05-31 | 16.0438 | 141.2 | 2018-06-13 | 24.4728 | 122
|  |  |  | 2019-06-05 | 30.1394 | 104 | 2018-06-13 | 22.3548 | 99
|  |  |  | 2019-07-08 | 15.7317 | 200 | 2018-06-13 | 23.171 | 80
|  |  |  | 2019-08-01 | 61.3359 | 121.8 | 2018-06-15 | 48.1087 | 20
|  |  |  | 2019-08-21 | 39.0662 | 72.6 | 2018-06-26 | 23.8301 | 100
|  |  |  | 2019-09-01 | 58.6904 | 121.8 | 2018-06-27 | 44.2825 | 42
|  |  |  | 2019-09-18 | 20.9043 | 110 | 2018-06-30 | 26.876 | 68
|  |  |  | 2019-09-22 | 46.7502 | 76.8 | 2018-06-30 | 23.6313 | 20
|  |  |  | 2019-10-02 | 13.4139 | 128 | 2018-06-30 | 20.7978 | 200
|  |  |  | 2019-10-03 | 38.4391 | 350 | 2018-07-10 | 29.5123 | 35
|  |  |  | 2019-10-17 | 12.4092 | 90 | 2018-08-10 | 45.9688 | 40
|  |  |  | 2019-10-17 | 15.3554 | 110 | 2018-08-10 | 45.9688 | 10
|  |  |  | 2019-10-21 | 27.0691 | 302.4 | 2018-08-22 | 26.6571 | 50
|  |  |  | 2019-11-25 | 21.4666 | 100 | 2018-08-22 | 26.6571 | 50
|  |  |  | 2019-12-13 | 30.3987 | 76.5 | 2018-08-23 | 29.7815 | 86
|  |  |  | 2019-12-18 | 13.1095 | 200 | 2018-08-31 | 24.3838 | 102.5
|  |  |  | 2019-12-20 | 44.7309 | 14.4 | 2018-09-09 | 29.3114 | 100
|  |  |  | 2020-04-15 | 34.0348 | 56.2 | 2018-09-11 | 20.9999 | 100
|  |  |  | 2020-04-16 | 42.7356 | 50.1 | 2018-09-19 | 35.2342 | 100
|  |  |  | 2020-05-27 | 16.444 | 172.5484 | 2018-09-20 | 22.7063 | 100
|  |  |  | 2020-05-27 | 13.0469 | 26.3216 | 2018-09-25 | 39.4802 | 60
|  |  |  | 2020-05-28 | 43.7251 | 201.3 | 2018-10-01 | 45.949 | 10.5
|  |  |  | 2020-06-04 | 36.6887 | 331 | 2018-10-01 | 22.9802 | 20
|  |  |  | 2020-07-21 | 20.8204 | 199.4 | 2018-10-18 | 32.8288 | 144
|  |  |  | 2020-08-01 | 59.2656 | 77.7 | 2018-10-18 | 38.587 | 13
|  |  |  | 2020-08-07 | 20.5815 | 53.6 | 2018-10-25 | 25.7647 | 128
|  |  |  | 2020-08-25 | 42.6065 | 100 | 2018-11-01 | 39.841 | 70
|  |  |  | 2020-08-31 | 37.1282 | 225 | 2018-12-11 | 27.1526 | 250
|  |  |  | 2020-09-11 | 28.3884 | 234.56 | 2019-01-29 | 62.5192 | 19.99
|  |  |  | 2020-09-16 | 34.0041 | 29.5 | 2019-01-29 | 57.372 | 177
|  |  |  | 2020-09-17 | 15.074 | 250.7 | 2019-02-01 | 45.6051 | 4.6
|  |  |  | 2020-09-17 | 16.2064 | 300.6 | 2019-02-11 | 31.8137 | 50
|  |  |  | 2020-10-15 | 28.5548 | 105.5 | 2019-02-14 | 26.5425 | 22
|  |  |  | 2020-11-30 | 39.5969 | 33.8 | 2019-02-28 | 47.9154 | 50
|  |  |  | 2020-12-01 | 49.9658 | 54.4 | 2019-03-21 | 27.969 | 160
|  |  |  | 2021-01-22 | 23.0937 | 80 | 2019-03-22 | 20.9704 | 120
|  |  |  | 2021-02-03 | 21.3907 | 350 | 2019-04-22 | 21.6917 | 100
|  |  |  | 2021-02-19 | 34.2906 | 201.6 | 2019-04-30 | 28.2627 | 75
|  |  |  | 2021-03-15 | 18.2164 | 75 | 2019-05-28 | 27.7029 | 26
|  |  |  | 2021-04-21 | 40.0334 | 29.9 | 2019-05-30 | 20.3607 | 50
|  |  |  | 2021-04-21 | 43.0408 | 50 | 2019-06-11 | 22.5616 | 55.83
|  |  |  | 2021-05-21 | 16.8188 | 145 | 2019-06-18 | 37.8231 | 88
|  |  |  | 2021-06-30 | 24.5218 | 180 | 2019-06-18 | 37.8231 | 22
|  |  |  | 2021-09-01 | 16.5654 | 197.4 | 2019-06-21 | 19.5554 | 100
|  |  |  | 2021-10-15 | 28.8099 | 239 | 2019-06-27 | 17.1732 | 50
|  |  |  | 2021-12-16 | 27.6633 | 102.2 | 2019-06-27 | 15.8647 | 300
|  |  |  | 2022-01-02 | 33.0247 | 162.96 | 2019-07-01 | 23.1435 | 40
|  |  |  | 2022-03-01 | 27.2111 | 70 | 2019-07-01 | 15.9055 | 400
|  |  |  | 2022-04-20 | 30.7287 | 100 | 2019-07-01 | 24.3707 | 80
|  |  |  | 2022-04-20 | 27.2707 | 350 | 2019-07-08 | 37.4793 | 50
|  |  |  | 2022-06-21 | 18.1674 | 200 | 2019-07-09 | 26.7749 | 62.5
|  |  |  | 2022-06-23 | 36.3348 | 105.66 | 2019-07-25 | 25.6042 | 17.5
|  |  |  | 2022-06-28 | 24.6838 | 200 | 2019-07-26 | 27.4156 | 112
|  |  |  | 2022-08-16 | 23.1101 | 329.8 | 2019-07-26 | 20.8326 | 100
|  |  |  | 2022-10-10 | 37.1115 | 151.998 | 2019-08-06 | 19.5554 | 100
|  |  |  | 2022-10-11 | 36.5173 | 643.44 | 2019-08-19 | 40.3753 | 100
|  |  |  | 2022-10-11 | 34.127 | 309.42 | 2019-08-30 | 16.9991 | 240
|  |  |  | 2022-10-21 | 20.4981 | 200.22 | 2019-09-12 | 27.3512 | 65
|  |  |  | 2022-10-23 | 30.3652 | 102.84 | 2019-09-19 | 41.1007 | 9.3077
|  |  |  | 2022-12-19 | 31.0943 | 216 | 2019-09-22 | 34.6496 | 88
|  |  |  | 2023-01-20 | 29.368 | 99.3 | 2019-09-22 | 33.7641 | 90
|  |  |  | 2023-01-20 | 33.1838 | 38.7 | 2019-09-22 | 33.7641 | 70
|  |  |  | 2023-05-22 | 44.5238 | 30 | 2019-10-01 | 22.4197 | 150
|  |  |  | 2023-07-18 | 37.2581 | 28 | 2019-10-17 | 12.7513 | 100
|  |  |  | 2023-10-24 | 73.6907 | 103.5 | 2019-10-17 | 17.8553 | 100
|  |  |  | 2023-10-24 | 59.8242 | 108 | 2019-10-18 | 32.0953 | 35
|  |  |  | 2023-10-24 | 59.8242 | 87.63 | 2019-10-23 | 21.881 | 107
|  |  |  | 2023-10-24 | 73.6907 | 80.43 | 2019-11-05 | 24.0691 | 132
|  |  |  | 2023-10-24 | 59.8242 | 69.5 | 2019-11-14 | 18.3072 | 250
|  |  |  | 2023-10-24 | 59.8242 | 99.79 | 2019-11-14 | 18.3072 | 88
|  |  |  | 2023-11-16 | 25.2397 | 80 | 2019-11-19 | 22.9561 | 25
|  |  |  | 2024-12-03 | 75.744 | 340 | 2019-11-21 | 24.2148 | 100
|  |  |  | 2024-12-03 | 78.044 | 117 | 2019-11-26 | 24.9944 | 44
|  |  |  | 2024-12-03 | 90.7363 | 126 | 2019-11-26 | 21.5516 | 100
|  |  |  | 2024-12-03 | 79.2294 | 252 | 2019-11-26 | 38.3816 | 162
[7 empty] | 2019-12-05 | 24.0668 | 100
[7 empty] | 2019-12-10 | 23.4523 | 200
[7 empty] | 2019-12-17 | 21.881 | 100
[7 empty] | 2019-12-20 | 45.0422 | 50
[7 empty] | 2019-12-23 | 24.8988 | 80
[7 empty] | 2019-12-23 | 25.3495 | 100
[7 empty] | 2020-01-06 | 26.9194 | 50.5
[7 empty] | 2020-01-22 | 20.5725 | 35
[7 empty] | 2020-02-14 | 31.9048 | 50
[7 empty] | 2020-02-14 | 24.6149 | 160.5
[7 empty] | 2020-02-19 | 25.5201 | 75
[7 empty] | 2020-02-19 | 25.5121 | 80
[7 empty] | 2020-02-26 | 20.2163 | 80
[7 empty] | 2020-03-13 | 122.5045 | 22.9
[7 empty] | 2020-03-25 | 19.0935 | 200
[7 empty] | 2020-04-06 | 24.0791 | 95
[7 empty] | 2020-04-08 | 20.147 | 127.86
[7 empty] | 2020-04-08 | 23.5032 | 100
[7 empty] | 2020-05-02 | 22.3398 | 100
[7 empty] | 2020-05-06 | 33.2997 | 79
[7 empty] | 2020-05-19 | 30.7785 | 75
[7 empty] | 2020-05-26 | 24.104 | 160
[7 empty] | 2020-06-01 | 25.7121 | 150
[7 empty] | 2020-07-10 | 33.3285 | 20
[7 empty] | 2020-07-10 | 33.8854 | 20
[7 empty] | 2020-07-24 | 30.5756 | 196
[7 empty] | 2020-07-24 | 31.2545 | 100
[7 empty] | 2020-08-24 | 44.655 | 50
[7 empty] | 2020-08-26 | 34.3964 | 150
[7 empty] | 2020-08-31 | 33.1453 | 132
[7 empty] | 2020-09-14 | 19.2833 | 175
[7 empty] | 2020-09-18 | 24.2373 | 70
[7 empty] | 2020-09-18 | 25.3198 | 10
[7 empty] | 2020-09-23 | 23.2708 | 100
[7 empty] | 2020-09-25 | 22.3859 | 200
[7 empty] | 2020-09-30 | 31.1832 | 152.5
[7 empty] | 2020-10-02 | 22.5597 | 233
[7 empty] | 2020-10-06 | 48.1301 | 20
[7 empty] | 2020-10-29 | 31.2398 | 20
[7 empty] | 2020-11-02 | 18.3211 | 63
[7 empty] | 2020-11-05 | 23.3411 | 26
[7 empty] | 2020-11-06 | 27.4553 | 56
[7 empty] | 2020-12-01 | 26.3361 | 50
[7 empty] | 2020-12-22 | 18.1305 | 200
[7 empty] | 2020-12-23 | 62.0543 | 10
[7 empty] | 2020-12-30 | 38.3426 | 7.5
[7 empty] | 2020-12-30 | 34.821 | 80
[7 empty] | 2021-01-21 | 27.5632 | 90
[7 empty] | 2021-01-28 | 43.1221 | 96
[7 empty] | 2021-01-28 | 22.2302 | 75
[7 empty] | 2021-02-01 | 17.1857 | 190
[7 empty] | 2021-02-01 | 16.7447 | 190
[7 empty] | 2021-02-04 | 17.2472 | 50
[7 empty] | 2021-02-23 | 21.6486 | 50
[7 empty] | 2021-03-08 | 28.2764 | 74.5
[7 empty] | 2021-03-25 | 19.6755 | 130
[7 empty] | 2021-04-01 | 12.398 | 150
[7 empty] | 2021-04-01 | 15.9284 | 300
[7 empty] | 2021-04-08 | 29.6404 | 50
[7 empty] | 2021-04-16 | 25.2128 | 40
[7 empty] | 2021-05-07 | 33.4857 | 30
[7 empty] | 2021-05-12 | 22.4743 | 100
[7 empty] | 2021-06-01 | 19.487 | 350
[7 empty] | 2021-06-01 | 20.6156 | 250
[7 empty] | 2021-06-01 | 18.318 | 90
[7 empty] | 2021-06-04 | 18.0893 | 93.5
[7 empty] | 2021-06-17 | 25.3934 | 200
[7 empty] | 2021-08-12 | 19.7652 | 100
[7 empty] | 2021-08-27 | 26.3554 | 80
[7 empty] | 2021-10-08 | 38.5977 | 100
[7 empty] | 2021-10-14 | 25.4199 | 30
[7 empty] | 2021-10-15 | 40.1189 | 125
[7 empty] | 2021-10-15 | 24.4445 | 102
[7 empty] | 2021-10-18 | 25.5347 | 60
[7 empty] | 2021-12-13 | 25.8118 | 107
[7 empty] | 2021-12-17 | 36.3716 | 150
[7 empty] | 2022-01-13 | 42.4904 | 55
[7 empty] | 2022-01-21 | 27.3274 | 70
[7 empty] | 2022-02-16 | 32.4049 | 40
[7 empty] | 2022-02-21 | 33.286 | 150
[7 empty] | 2022-02-28 | 62.0569 | 110
[7 empty] | 2022-04-18 | 32.7871 | 60
[7 empty] | 2022-04-20 | 37.966 | 120
[7 empty] | 2022-04-28 | 23.8593 | 20
[7 empty] | 2022-05-13 | 23.9572 | 130
[7 empty] | 2022-05-25 | 29.3266 | 80
[7 empty] | 2022-06-23 | 27.7888 | 80
[7 empty] | 2022-07-27 | 30.3288 | 66
[7 empty] | 2022-08-22 | 61.915 | 15.2
[7 empty] | 2022-08-22 | 62.5749 | 5.6
[7 empty] | 2022-09-15 | 57.6566 | 66
[7 empty] | 2022-09-15 | 52.4151 | 118
[7 empty] | 2022-09-27 | 37.523 | 107
[7 empty] | 2022-09-29 | 21.4473 | 100
[7 empty] | 2022-10-20 | 19.7476 | 125
[7 empty] | 2022-10-25 | 49.7242 | 30
[7 empty] | 2022-10-26 | 31.0123 | 60
[7 empty] | 2022-10-28 | 22.521 | 100
[7 empty] | 2022-12-21 | 50.3408 | 150
[7 empty] | 2023-01-20 | 28.6705 | 100
[7 empty] | 2023-01-24 | 36.4325 | 65
[7 empty] | 2023-06-30 | 46.2744 | 138.8
[7 empty] | 2023-07-21 | 26.7161 | 140
[7 empty] | 2023-10-24 | 23.9901 | 100
[7 empty] | 2023-10-24 | 68.2287 | 19.99
[7 empty] | 2023-10-24 | 64.3004 | 19.99
[7 empty] | 2023-10-24 | 72.1551 | 145
[7 empty] | 2023-10-24 | 64.4509 | 19.99
[7 empty] | 2023-10-24 | 58.9634 | 125
[7 empty] | 2023-10-24 | 68.3975 | 135
[7 empty] | 2023-10-24 | 71.5433 | 112
[7 empty] | 2023-10-24 | 61.112 | 200
[7 empty] | 2023-10-24 | 59.9513 | 401.64
[7 empty] | 2023-10-24 | 55.7311 | 100
[7 empty] | 2023-11-15 | 26.8332 | 25
[7 empty] | 2023-11-17 | 47.0921 | 300
[7 empty] | 2024-01-31 | 28.9299 | 200
[7 empty] | 2024-02-15 | 35.9105 | 125
[7 empty] | 2024-03-21 | 48.6326 | 35
[7 empty] | 2024-05-03 | 25.5936 | 127.85
[7 empty] | 2024-05-03 | 25.8673 | 700
[7 empty] | 2024-12-03 | 78.6657 | 92.98
[7 empty] | 2024-12-03 | 79.6309 | 19.99
[7 empty] | 2024-12-03 | 81.6177 | 280
[7 empty] | 2024-12-03 | 79.6309 | 19.99
[7 empty] | 2024-12-03 | 79.6309 | 19.99
[7 empty] | 2024-12-03 | 79.6309 | 19.99
[7 empty] | 2024-12-03 | 79.6309 | 19.99
[7 empty] | 2024-12-03 | 79.6309 | 19.99
[7 empty] | 2024-12-03 | 86.3714 | 19.99
[7 empty] | 2024-12-03 | 73.55 | 19.99
[7 empty] | 2024-12-03 | 79.6309 | 18
[7 empty] | 2024-12-03 | 75.3437 | 15
[7 empty] | 2024-12-03 | 79.6309 | 19.99
[7 empty] | 2024-12-03 | 79.6309 | 19.99
[7 empty] | 2024-12-03 | 58.8902 | 500
[7 empty] | 2024-12-03 | 76.297 | 19.99
[7 empty] | 2024-12-03 | 82.558 | 200
[7 empty] | 2024-12-03 | 75.6933 | 100
[7 empty] | 2024-12-03 | 80.7385 | 79.8
[7 empty] | 2025-01-25 | 45.0266 | 150
[7 empty] | 2025-02-01 | 122.6537 | 12.15
[7 empty] | 2025-06-13 | 28.2141 | 100
[7 empty] | 2025-06-13 | 29.512 | 100
[7 empty] | 2025-06-13 | 30.6019 | 100
~100 MW
~100 MW

## PV Curtailment
PV curtailment by quarter and region
Sources: Berkeley Lab, CAISO, ERCOT, SPP
Note: The curtailment percentage rate depicts reported utility-scale solar curtailment relative to the combined sum of utility-scale and distributed solar generation (on a pre-curtailment basis).
Year | Quarter | CAISO | ERCOT | SPP
2015 | 1 | 0.2% | 0% | 0%
2015 | 2 | 0.3% | 0% | 0%
2015 | 3 | 0.1% | 0% | 0%
2015 | 4 | 0.1% | 0% | 0%
2016 | 1 | 0.3% | 0% | 0%
2016 | 2 | 0.3% | 0% | 0%
2016 | 3 | 0.1% | 0% | 0%
2016 | 4 | 0.3% | 0.1% | 0%
2017 | 1 | 0.4% | 0.1% | 0%
2017 | 2 | 0.4% | 1% | 0%
2017 | 3 | 0.1% | 0.3% | 0%
2017 | 4 | 0.1% | 0.2% | 0%
2018 | 1 | 0.4% | 0.4% | 0%
2018 | 2 | 0.4% | 3.2% | 0%
2018 | 3 | 0.1% | 1.9% | 0%
2018 | 4 | 0.3% | 1.2% | 0%
2019 | 1 | 0.6% | 2.1% | 0%
2019 | 2 | 1% | 1.5% | 0%
2019 | 3 | 0.2% | 0.4% | 0%
2019 | 4 | 0.5% | 0.9% | 0%
2020 | 1 | 1% | 0.7% | 0%
2020 | 2 | 1.7% | 1.3% | 0%
2020 | 3 | 0.2% | 0.8% | 0%
2020 | 4 | 0.4% | 3.2% | 0%
2021 | 1 | 0.9% | 2.4% | 0%
2021 | 2 | 1.1% | 2.4% | 0%
2021 | 3 | 0.2% | 1.2% | 0%
2021 | 4 | 0.4% | 2.7% | 0%
2022 | 1 | 1.1% | 3.1% | 0%
2022 | 2 | 1.6% | 3.5% | 0%
2022 | 3 | 0.2% | 0.6% | 0%
2022 | 4 | 0.2% | 2.1% | 0%
2023 | 1 | 1% | 3.1% | 0%
2023 | 2 | 1.3% | 1.6% | 0%
2023 | 3 | 0.2% | 0.6% | 0%
2023 | 4 | 0.4% | 1.1% | 0%
2024 | 1 | 1.2% | 2% | 0.7%
2024 | 2 | 1.9% | 2.5% | 1.1%
2024 | 3 | 0.3% | 1% | 0.2%
2024 | 4 | 0.3% | 1.6% | 0.8%
|  | 3.7% | 7.1% | 2.8%

## Energy+Capacity Value (PV only)
Solar's energy and capacity value by region and year
Sources: Berkeley Lab, ABB, ISOs
Region | BA | Year | Energy Value ($ 2024/MWh) | Capacity Value ($ 2024/MWh) | Total Value ($ 2024/MWh) | Total Value P20 ($ 2024/MWh) | Total Value P80 ($ 2024/MWh)
National | All analyzed BAs | 2012 | 41.51 | 21.52 | 63.03 | 61.2 | 76.58
National | All analyzed BAs | 2013 | 48.84 | 24.24 | 73.07 | 70.49 | 90.34
National | All analyzed BAs | 2014 | 53.06 | 20.31 | 73.36 | 69.71 | 97.7
National | All analyzed BAs | 2015 | 34.76 | 16.75 | 51.51 | 48.92 | 71.94
National | All analyzed BAs | 2016 | 30.29 | 15.25 | 45.54 | 43.62 | 62.74
National | All analyzed BAs | 2017 | 32.03 | 15.11 | 47.14 | 43.12 | 65.58
National | All analyzed BAs | 2018 | 35.77 | 12.21 | 47.99 | 42.62 | 73.02
National | All analyzed BAs | 2019 | 32.92 | 11.93 | 44.85 | 37.24 | 54.19
National | All analyzed BAs | 2020 | 25.28 | 12.87 | 38.15 | 28.35 | 46.3
National | All analyzed BAs | 2021 | 43.73 | 12.68 | 56.4 | 44.83 | 63.26
National | All analyzed BAs | 2022 | 66.36 | 13.85 | 80.21 | 73.65 | 101.46
National | All analyzed BAs | 2023 | 36.21 | 12.01 | 48.22 | 33.49 | 53.43
National | All analyzed BAs | 2024 | 20.75 | 10.77 | 31.52 | 27.39 | 43.67
ISO/RTO | CAISO | 2012 | 40.91 | 20.96 | 61.87 | 62.21 | 79.05
ISO/RTO | CAISO | 2013 | 50.06 | 19.56 | 69.62 | 71.03 | 83.81
ISO/RTO | CAISO | 2014 | 51.94 | 18.94 | 70.88 | 72.22 | 88.15
ISO/RTO | CAISO | 2015 | 30.93 | 13.84 | 44.77 | 45.67 | 60.26
ISO/RTO | CAISO | 2016 | 27.33 | 10.73 | 38.07 | 39.21 | 47.83
ISO/RTO | CAISO | 2017 | 29.44 | 10.54 | 39.98 | 40.6 | 47.74
ISO/RTO | CAISO | 2018 | 29.95 | 5.68 | 35.63 | 35.17 | 43.44
ISO/RTO | CAISO | 2019 | 27.97 | 6.94 | 34.92 | 36.22 | 44.14
ISO/RTO | CAISO | 2020 | 23.92 | 8.26 | 32.18 | 33.16 | 41.97
ISO/RTO | CAISO | 2021 | 31.89 | 8.74 | 40.64 | 43.42 | 53.17
ISO/RTO | CAISO | 2022 | 47.97 | 10.18 | 58.15 | 60.15 | 73.11
ISO/RTO | CAISO | 2023 | 23.02 | 9.41 | 32.43 | 32.87 | 44.76
ISO/RTO | CAISO | 2024 | 8.62 | 9.25 | 17.86 | 18.04 | 32.62
ISO/RTO | ERCOT | 2012 | 43.28 | 0 | 43.28 | 43.13 | 44.17
ISO/RTO | ERCOT | 2013 | 49.8 | 0 | 49.8 | 49.53 | 49.73
ISO/RTO | ERCOT | 2014 | 52.65 | 0 | 52.65 | 52 | 53.03
ISO/RTO | ERCOT | 2015 | 38.84 | 0 | 38.84 | 37.75 | 39.13
ISO/RTO | ERCOT | 2016 | 37.42 | 0 | 37.42 | 34.9 | 38.81
ISO/RTO | ERCOT | 2017 | 29.8 | 0 | 29.8 | 33.87 | 39.81
ISO/RTO | ERCOT | 2018 | 45.25 | 0 | 45.25 | 44.75 | 52.59
ISO/RTO | ERCOT | 2019 | 73.65 | 0 | 73.65 | 72.66 | 84.47
ISO/RTO | ERCOT | 2020 | 30.24 | 0 | 30.24 | 30.2 | 35.35
ISO/RTO | ERCOT | 2021 | 101.14 | 0 | 101.14 | 95.38 | 157.3
ISO/RTO | ERCOT | 2022 | 79.25 | 0 | 79.25 | 75.85 | 90.53
ISO/RTO | ERCOT | 2023 | 74.99 | 0 | 74.99 | 68.78 | 77.68
ISO/RTO | ERCOT | 2024 | 24.09 | 0 | 24.09 | 21.63 | 26.67
ISO/RTO | ISONE | 2012 | 56.13 | 4.96 | 61.09 | 57.91 | 61.15
ISO/RTO | ISONE | 2013 | 76.44 | 4.46 | 80.9 | 72.05 | 85.05
ISO/RTO | ISONE | 2014 | 74.98 | 4.77 | 79.74 | 59.81 | 91.06
ISO/RTO | ISONE | 2015 | 49.8 | 5.18 | 54.98 | 47.17 | 60.05
ISO/RTO | ISONE | 2016 | 38.53 | 5.28 | 43.81 | 41.09 | 45.34
ISO/RTO | ISONE | 2017 | 37.87 | 9.61 | 47.47 | 43.01 | 49.67
ISO/RTO | ISONE | 2018 | 47.34 | 16.64 | 63.97 | 59.19 | 69.95
ISO/RTO | ISONE | 2019 | 32.91 | 13.9 | 46.81 | 44.75 | 50.15
ISO/RTO | ISONE | 2020 | 24.73 | 9.1 | 33.83 | 33.07 | 34.67
ISO/RTO | ISONE | 2021 | 44.02 | 7.54 | 51.57 | 50.55 | 52.68
ISO/RTO | ISONE | 2022 | 75.84 | 5.56 | 81.41 | 80.47 | 82.51
ISO/RTO | ISONE | 2023 | 30.77 | 3.86 | 34.64 | 34.13 | 35.14
ISO/RTO | ISONE | 2024 | 31.46 | 3.44 | 34.9 | 34.09 | 35.99
ISO/RTO | MISO | 2012 | 48.61 | 0.02 | 48.63 | 47.59 | 49.61
ISO/RTO | MISO | 2013 | 47.79 | 0.1 | 47.89 | 44.58 | 50.66
ISO/RTO | MISO | 2014 | 54.89 | 1.56 | 56.45 | 53.78 | 57.82
ISO/RTO | MISO | 2015 | 42.28 | 1.33 | 43.61 | 39.09 | 45.55
ISO/RTO | MISO | 2016 | 41.03 | 6.7 | 47.74 | 44.36 | 49.63
ISO/RTO | MISO | 2017 | 38.52 | 3 | 41.51 | 37.94 | 50.47
ISO/RTO | MISO | 2018 | 39.5 | 0.5 | 40 | 35.52 | 47.58
ISO/RTO | MISO | 2019 | 30.77 | 0.76 | 31.53 | 28.87 | 36.59
ISO/RTO | MISO | 2020 | 24.99 | 2.13 | 27.12 | 22.8 | 30.32
ISO/RTO | MISO | 2021 | 44.41 | 2.29 | 46.71 | 40.95 | 50.44
ISO/RTO | MISO | 2022 | 74.46 | 17.82 | 92.28 | 79.22 | 102.67
ISO/RTO | MISO | 2023 | 33.31 | 13.83 | 47.14 | 46.41 | 51.9
ISO/RTO | MISO | 2024 | 27.24 | 2.64 | 29.88 | 28.01 | 32.59
ISO/RTO | NYISO | 2012 | 79.25 | 3.51 | 82.76 | 83 | 84.46
ISO/RTO | NYISO | 2013 | 102.25 | 18.63 | 120.88 | 120.09 | 125.7
ISO/RTO | NYISO | 2014 | 87.21 | 15.1 | 102.31 | 94.48 | 103.12
ISO/RTO | NYISO | 2015 | 58.82 | 12.67 | 71.5 | 55.29 | 76.36
ISO/RTO | NYISO | 2016 | 46.74 | 10.52 | 57.27 | 42.93 | 62.1
ISO/RTO | NYISO | 2017 | 41.58 | 12.85 | 54.43 | 39.88 | 62.88
ISO/RTO | NYISO | 2018 | 49.15 | 10.37 | 59.51 | 45.69 | 70.71
ISO/RTO | NYISO | 2019 | 35.36 | 7.24 | 42.61 | 30.29 | 50.2
ISO/RTO | NYISO | 2020 | 25.81 | 8.09 | 33.9 | 27.23 | 33.82
ISO/RTO | NYISO | 2021 | 44.98 | 9.37 | 54.36 | 43.7 | 56.85
ISO/RTO | NYISO | 2022 | 80.38 | 7.02 | 87.4 | 70.26 | 103.41
ISO/RTO | NYISO | 2023 | 30.83 | 11.21 | 42.03 | 36.65 | 43.75
ISO/RTO | NYISO | 2024 | 32.79 | 9.8 | 42.58 | 40.46 | 42.49
ISO/RTO | PJM | 2012 | 53.65 | 18.2 | 71.85 | 70 | 76.26
ISO/RTO | PJM | 2013 | 59.04 | 24.52 | 83.55 | 84.95 | 94.33
ISO/RTO | PJM | 2014 | 71.5 | 24.46 | 95.96 | 93.01 | 104.27
ISO/RTO | PJM | 2015 | 47.77 | 22.39 | 70.16 | 66.23 | 73.81
ISO/RTO | PJM | 2016 | 39.45 | 18.52 | 57.98 | 54.36 | 64.83
ISO/RTO | PJM | 2017 | 41.35 | 18.12 | 59.47 | 55.34 | 69.68
ISO/RTO | PJM | 2018 | 48.29 | 23.86 | 72.14 | 69.78 | 78.08
ISO/RTO | PJM | 2019 | 34.73 | 18.66 | 53.4 | 51.62 | 57.61
ISO/RTO | PJM | 2020 | 26.76 | 15.5 | 42.26 | 39.59 | 48.21
ISO/RTO | PJM | 2021 | 45.84 | 16.88 | 62.72 | 60.81 | 68.33
ISO/RTO | PJM | 2022 | 87.34 | 12.39 | 99.73 | 91.77 | 103.26
ISO/RTO | PJM | 2023 | 32.17 | 4.82 | 36.99 | 30.01 | 39.07
ISO/RTO | PJM | 2024 | 31.58 | 4.31 | 35.89 | 32.4 | 39.22
ISO/RTO | SPP | 2012 | 37.44 | 33.12 | 70.56 | 70.14 | 70.87
ISO/RTO | SPP | 2013 | 45.53 | 54.97 | 100.5 | 98.67 | 102.06
ISO/RTO | SPP | 2014 | 60.87 | 38.22 | 99.09 | 97.82 | 100.16
ISO/RTO | SPP | 2015 | 37.04 | 33.2 | 70.24 | 69.36 | 73.06
ISO/RTO | SPP | 2016 | 36.68 | 45.26 | 81.94 | 67.55 | 89.93
ISO/RTO | SPP | 2017 | 35.42 | 33.1 | 68.52 | 66.27 | 80.3
ISO/RTO | SPP | 2018 | 34.43 | 31.19 | 65.62 | 66.36 | 81.12
ISO/RTO | SPP | 2019 | 33.07 | 32.47 | 65.54 | 63.29 | 78.52
ISO/RTO | SPP | 2020 | 29.43 | 33.73 | 63.17 | 60.03 | 74.4
ISO/RTO | SPP | 2021 | 53.4 | 29.05 | 82.45 | 79.12 | 93.09
ISO/RTO | SPP | 2022 | 66.66 | 27.81 | 94.47 | 87.81 | 111.34
ISO/RTO | SPP | 2023 | 34.06 | 25.48 | 59.54 | 56.13 | 66.39
ISO/RTO | SPP | 2024 | 31.8 | 27.77 | 59.57 | 52.78 | 66.84
Non-ISO West | AZPS | 2012 | 25.63 | 22.25 | 47.88 | 46.92 | 48.62
Non-ISO West | AZPS | 2013 | 44.7 | 26.69 | 71.39 | 73.06 | 77.58
Non-ISO West | AZPS | 2014 | 45.01 | 18.95 | 63.96 | 65.51 | 73.34
Non-ISO West | AZPS | 2015 | 30.73 | 21.45 | 52.18 | 52.19 | 60.85
Non-ISO West | AZPS | 2016 | 26.29 | 22.57 | 48.86 | 47.79 | 55.71
Non-ISO West | AZPS | 2017 | 23.54 | 19.73 | 43.27 | 39.84 | 46.05
Non-ISO West | AZPS | 2018 | 32.13 | 21 | 53.13 | 48.06 | 55.51
Non-ISO West | AZPS | 2019 | 28.67 | 16.48 | 45.14 | 41.01 | 47.37
Non-ISO West | AZPS | 2020 | 25.52 | 23.48 | 49 | 43.24 | 52.94
Non-ISO West | AZPS | 2021 | 31.16 | 30.54 | 61.71 | 57.4 | 64.64
Non-ISO West | AZPS | 2022 | 49.9 | 27.68 | 77.58 | 72.92 | 79.26
Non-ISO West | AZPS | 2023 | 27.3 | 19.5 | 46.8 | 41.25 | 46.63
Non-ISO West | AZPS | 2024 | 11.13 | 21.61 | 32.74 | 30 | 36.99
Non-ISO West | BANC | 2012
Non-ISO West | BANC | 2013
Non-ISO West | BANC | 2014
Non-ISO West | BANC | 2015 | 43.05 | 33.21 | 76.25 | 75.11 | 77.45
Non-ISO West | BANC | 2016 | 30.34 | 32.29 | 62.62 | 62.11 | 63.1
Non-ISO West | BANC | 2017 | 33.51 | 27.26 | 60.77 | 60.02 | 62.19
Non-ISO West | BANC | 2018 | 31.3 | 28.48 | 59.79 | 55.45 | 61.69
Non-ISO West | BANC | 2019 | 34.09 | 21.52 | 55.6 | 49.73 | 57.81
Non-ISO West | BANC | 2020 | 28.73 | 28.17 | 56.9 | 51.45 | 58.59
Non-ISO West | BANC | 2021 | 47.29 | 32.46 | 79.75 | 75.41 | 81.33
Non-ISO West | BANC | 2022 | 68.83 | 26.66 | 95.48 | 92.73 | 97.95
Non-ISO West | BANC | 2023 | 39.93 | 17.63 | 57.55 | 55.33 | 59.52
Non-ISO West | BANC | 2024 | 26.38 | 30.56 | 56.94 | 53.74 | 63.97
Non-ISO West | BPAT | 2012
Non-ISO West | BPAT | 2013 | 51.42 | 8.84 | 60.26 | 60.26 | 60.26
Non-ISO West | BPAT | 2014 | 48.56 | 7.89 | 56.45 | 56.45 | 56.45
Non-ISO West | BPAT | 2015 | 42.58 | 7.89 | 50.47 | 50.47 | 50.47
Non-ISO West | BPAT | 2016 | 29.41 | 8.83 | 38.24 | 38.24 | 38.24
Non-ISO West | BPAT | 2017 | 32.33 | 6.08 | 38.41 | 38.41 | 38.41
Non-ISO West | BPAT | 2018 | 32.24 | 5.52 | 37.76 | 37.76 | 37.76
Non-ISO West | BPAT | 2019 | 33.82 | 4.04 | 37.86 | 37.86 | 37.86
Non-ISO West | BPAT | 2020 | 27.14 | 9.68 | 36.81 | 34.58 | 37.4
Non-ISO West | BPAT | 2021 | 41.6 | 10 | 51.6 | 50.17 | 53.93
Non-ISO West | BPAT | 2022 | 50.45 | 8.13 | 58.58 | 57.83 | 60.56
Non-ISO West | BPAT | 2023 | 43.53 | 5.72 | 49.25 | 48.78 | 53.42
Non-ISO West | BPAT | 2024 | 28.01 | 8.9 | 36.91 | 37.35 | 41.54
Non-ISO West | IID | 2012 | 37.98 | 23.24 | 61.22 | 61.22 | 61.22
Non-ISO West | IID | 2013 | 40.27 | 28.93 | 69.2 | 69.42 | 70.24
Non-ISO West | IID | 2014 | 42.82 | 24.31 | 67.13 | 66.84 | 68.79
Non-ISO West | IID | 2015 | 28.31 | 26.67 | 54.99 | 52.45 | 60.76
Non-ISO West | IID | 2016 | 21.05 | 21.1 | 42.15 | 37.51 | 52.9
Non-ISO West | IID | 2017 | 23.85 | 14.84 | 38.69 | 34.4 | 44.62
Non-ISO West | IID | 2018 | 25.37 | 12.59 | 37.96 | 33.52 | 43.83
Non-ISO West | IID | 2019 | 14.38 | 10.94 | 25.32 | 14.5 | 24.54
Non-ISO West | IID | 2020 | 16.37 | 17.67 | 34.04 | 24.39 | 36.98
Non-ISO West | IID | 2021 | 25.3 | 23.2 | 48.5 | 39.01 | 49.93
Non-ISO West | IID | 2022 | 42.47 | 21.23 | 63.7 | 56.39 | 64.69
Non-ISO West | IID | 2023 | 26.93 | 9.68 | 36.61 | 32.71 | 37.61
Non-ISO West | IID | 2024 | 11.21 | 11.43 | 22.64 | 17.16 | 22.75
Non-ISO West | IPCO | 2012
Non-ISO West | IPCO | 2013
Non-ISO West | IPCO | 2014
Non-ISO West | IPCO | 2015
Non-ISO West | IPCO | 2016
Non-ISO West | IPCO | 2017 | 32.12 | 29.92 | 62.04 | 64.1 | 65.55
Non-ISO West | IPCO | 2018 | 34.24 | 29.55 | 63.78 | 61.79 | 66.67
Non-ISO West | IPCO | 2019 | 31.93 | 23.36 | 55.3 | 54.2 | 57.44
Non-ISO West | IPCO | 2020 | 25.9 | 28.63 | 54.53 | 52.84 | 57.02
Non-ISO West | IPCO | 2021 | 38.23 | 33.71 | 71.94 | 70.9 | 73.36
Non-ISO West | IPCO | 2022 | 54.71 | 29.35 | 84.06 | 82.59 | 86.84
Non-ISO West | IPCO | 2023 | 40.42 | 19.13 | 59.55 | 58.92 | 63.24
Non-ISO West | IPCO | 2024 | 21.9 | 25.95 | 47.85 | 47.41 | 53.84
Non-ISO West | LDWP | 2012 | 36 | 32.41 | 68.4 | 67.51 | 69.02
Non-ISO West | LDWP | 2013 | 47.01 | 32.68 | 79.69 | 86.92 | 90.6
Non-ISO West | LDWP | 2014 | 50.31 | 29.84 | 80.16 | 83.68 | 87.75
Non-ISO West | LDWP | 2015 | 29.76 | 33.8 | 63.57 | 63.07 | 72.39
Non-ISO West | LDWP | 2016 | 25.75 | 27.66 | 53.41 | 58.56 | 65.18
Non-ISO West | LDWP | 2017 | 35.77 | 18.85 | 54.62 | 54.16 | 67.28
Non-ISO West | LDWP | 2018 | 34.05 | 20.02 | 54.07 | 53.19 | 61.56
Non-ISO West | LDWP | 2019 | 32.89 | 17.23 | 50.12 | 46.63 | 54.52
Non-ISO West | LDWP | 2020 | 27.44 | 18.53 | 45.97 | 41.86 | 48.75
Non-ISO West | LDWP | 2021 | 33.01 | 20.14 | 53.15 | 53.3 | 59.5
Non-ISO West | LDWP | 2022 | 49.19 | 13.77 | 62.95 | 63.72 | 67.76
Non-ISO West | LDWP | 2023 | 24.24 | 10.8 | 35.03 | 35.84 | 43.86
Non-ISO West | LDWP | 2024 | 9.59 | 15.07 | 24.66 | 26.08 | 34.72
Non-ISO West | NEVP | 2012 | 28.14 | 21.91 | 50.05 | 50.54 | 52.98
Non-ISO West | NEVP | 2013 | 47.67 | 24.04 | 71.71 | 73.53 | 79.93
Non-ISO West | NEVP | 2014 | 49.54 | 19.46 | 69 | 67.88 | 78.55
Non-ISO West | NEVP | 2015 | 32.4 | 22.58 | 54.99 | 52.49 | 61.9
Non-ISO West | NEVP | 2016 | 27.13 | 23.25 | 50.39 | 47.58 | 55.06
Non-ISO West | NEVP | 2017 | 36.46 | 12.89 | 49.35 | 48.14 | 55.72
Non-ISO West | NEVP | 2018 | 33.28 | 13.03 | 46.31 | 44.87 | 50.65
Non-ISO West | NEVP | 2019 | 30.31 | 9.4 | 39.71 | 37.23 | 43.14
Non-ISO West | NEVP | 2020 | 26.58 | 17.03 | 43.61 | 40.75 | 45.92
Non-ISO West | NEVP | 2021 | 28.69 | 21.51 | 50.2 | 45.9 | 53.55
Non-ISO West | NEVP | 2022 | 47.86 | 16.81 | 64.67 | 61.8 | 68.02
Non-ISO West | NEVP | 2023 | 27.88 | 9.49 | 37.37 | 33.06 | 42.47
Non-ISO West | NEVP | 2024 | 12.79 | 8.79 | 21.58 | 17.9 | 29.32
Non-ISO West | PACE | 2012
Non-ISO West | PACE | 2013 | 42.82 | 35.4 | 78.22 | 78.22 | 78.22
Non-ISO West | PACE | 2014 | 45.49 | 34.51 | 80 | 80 | 80
Non-ISO West | PACE | 2015 | 28.59 | 39.34 | 67.93 | 67.93 | 67.93
Non-ISO West | PACE | 2016 | 26.19 | 32.22 | 58.4 | 63.36 | 69.61
Non-ISO West | PACE | 2017 | 25.69 | 19.36 | 45.05 | 43.22 | 54.9
Non-ISO West | PACE | 2018 | 29.56 | 20.36 | 49.92 | 48.6 | 53.82
Non-ISO West | PACE | 2019 | 27.4 | 16.64 | 44.04 | 42.63 | 47.68
Non-ISO West | PACE | 2020 | 23.53 | 21.03 | 44.56 | 41.54 | 48.18
Non-ISO West | PACE | 2021 | 30.71 | 25.98 | 56.69 | 55.84 | 60.33
Non-ISO West | PACE | 2022 | 46.62 | 20.47 | 67.08 | 65.67 | 70.34
Non-ISO West | PACE | 2023 | 31.26 | 13.02 | 44.28 | 41.99 | 46.93
Non-ISO West | PACE | 2024 | 16.3 | 14.9 | 31.21 | 27.23 | 34.11
Non-ISO West | PACW | 2012
Non-ISO West | PACW | 2013 | 48.69 | 19.54 | 68.23 | 68.23 | 68.23
Non-ISO West | PACW | 2014 | 53.54 | 17.85 | 71.39 | 71.39 | 71.39
Non-ISO West | PACW | 2015 | 29.95 | 16.97 | 46.92 | 44.06 | 51.82
Non-ISO West | PACW | 2016 | 22.86 | 18.05 | 40.9 | 38.75 | 45.08
Non-ISO West | PACW | 2017 | 24.66 | 12.11 | 36.78 | 34.59 | 42.63
Non-ISO West | PACW | 2018 | 28.62 | 10.91 | 39.53 | 38.79 | 41.65
Non-ISO West | PACW | 2019 | 28.7 | 8.47 | 37.16 | 35.96 | 38.16
Non-ISO West | PACW | 2020 | 21.36 | 12.15 | 33.5 | 30.4 | 33.01
Non-ISO West | PACW | 2021 | 36.76 | 17.91 | 54.66 | 51.97 | 56.59
Non-ISO West | PACW | 2022 | 50.15 | 19.27 | 69.42 | 66.12 | 70.99
Non-ISO West | PACW | 2023 | 41.5 | 14.71 | 56.21 | 55.34 | 57.69
Non-ISO West | PACW | 2024 | 25.86 | 16.39 | 42.24 | 42.27 | 45.2
Non-ISO West | PNM | 2012 | 25.05 | 26.54 | 51.59 | 50.03 | 53.6
Non-ISO West | PNM | 2013 | 50.1 | 34.12 | 84.22 | 78.05 | 91.34
Non-ISO West | PNM | 2014 | 55.02 | 23.04 | 78.06 | 72.69 | 87.56
Non-ISO West | PNM | 2015 | 32.14 | 32.04 | 64.19 | 62.94 | 71.78
Non-ISO West | PNM | 2016 | 28.66 | 29.38 | 58.05 | 53.34 | 64.21
Non-ISO West | PNM | 2017 | 24.29 | 23.5 | 47.79 | 43.94 | 50.65
Non-ISO West | PNM | 2018 | 32.69 | 24.44 | 57.13 | 51.44 | 60.08
Non-ISO West | PNM | 2019 | 30.63 | 20.25 | 50.88 | 47.96 | 52.11
Non-ISO West | PNM | 2020 | 25.13 | 25.96 | 51.09 | 48.32 | 55.02
Non-ISO West | PNM | 2021 | 31.31 | 30.02 | 61.33 | 59.03 | 66.03
Non-ISO West | PNM | 2022 | 48.97 | 25.31 | 74.28 | 71.64 | 77.73
Non-ISO West | PNM | 2023 | 29.36 | 14.31 | 43.67 | 42.32 | 45.22
Non-ISO West | PNM | 2024 | 11.7 | 15.81 | 27.52 | 27.28 | 30.88
Non-ISO West | PSCO | 2012 | 33.74 | 26.56 | 60.3 | 59.96 | 66.44
Non-ISO West | PSCO | 2013 | 35.53 | 32.24 | 67.77 | 68.86 | 77.87
Non-ISO West | PSCO | 2014 | 40.17 | 26.81 | 66.98 | 66.88 | 76.17
Non-ISO West | PSCO | 2015 | 29.5 | 31.64 | 61.14 | 59.2 | 63.35
Non-ISO West | PSCO | 2016 | 25.34 | 28.87 | 54.21 | 50.51 | 56.08
Non-ISO West | PSCO | 2017 | 26.18 | 25.27 | 51.46 | 46.48 | 53.65
Non-ISO West | PSCO | 2018 | 30.11 | 25.87 | 55.97 | 50.07 | 60.34
Non-ISO West | PSCO | 2019 | 27.63 | 22.87 | 50.5 | 47.86 | 53.26
Non-ISO West | PSCO | 2020 | 22.08 | 31.41 | 53.48 | 50.42 | 56.84
Non-ISO West | PSCO | 2021 | 38.1 | 37.03 | 75.14 | 73.2 | 81.34
Non-ISO West | PSCO | 2022 | 46.59 | 32.54 | 79.14 | 77.35 | 85.96
Non-ISO West | PSCO | 2023 | 16.79 | 20.34 | 37.13 | 36.57 | 41.67
Non-ISO West | PSCO | 2024 | 15.66 | 22.81 | 38.47 | 40.01 | 46.18
Non-ISO West | SRP | 2012 | 44.05 | 23.78 | 67.83 | 68.06 | 68.8
Non-ISO West | SRP | 2013 | 54.64 | 31.17 | 85.81 | 85.74 | 87
Non-ISO West | SRP | 2014 | 58.58 | 26.94 | 85.52 | 83.47 | 86.93
Non-ISO West | SRP | 2015 | 40.23 | 31.57 | 71.81 | 69.32 | 73.35
Non-ISO West | SRP | 2016 | 35.05 | 31.62 | 66.67 | 65.62 | 67.58
Non-ISO West | SRP | 2017 | 27.63 | 25.3 | 52.93 | 52.8 | 54.09
Non-ISO West | SRP | 2018 | 30.22 | 27.1 | 57.32 | 56.5 | 58.38
Non-ISO West | SRP | 2019 | 27.28 | 20.81 | 48.09 | 44.62 | 49.77
Non-ISO West | SRP | 2020 | 23.93 | 23.37 | 47.29 | 41.87 | 49.11
Non-ISO West | SRP | 2021 | 33.43 | 29.81 | 63.25 | 58.59 | 64.63
Non-ISO West | SRP | 2022 | 49.31 | 25.14 | 74.45 | 70.89 | 76.06
Non-ISO West | SRP | 2023 | 27.78 | 17.12 | 44.9 | 44.27 | 48.06
Non-ISO West | SRP | 2024 | 14.07 | 23.28 | 37.36 | 36.09 | 42.03
Non-ISO West | TEPC | 2012 | 43.98 | 25.05 | 69.03 | 67.95 | 70.75
Non-ISO West | TEPC | 2013 | 55.39 | 31.24 | 86.63 | 81.15 | 90.2
Non-ISO West | TEPC | 2014 | 55.49 | 29.13 | 84.62 | 79.07 | 86.01
Non-ISO West | TEPC | 2015 | 48.29 | 32.67 | 80.96 | 75.09 | 84.2
Non-ISO West | TEPC | 2016 | 30.53 | 28.65 | 59.18 | 54.99 | 64.1
Non-ISO West | TEPC | 2017 | 26.79 | 21.36 | 48.15 | 43.46 | 52.61
Non-ISO West | TEPC | 2018 | 29.7 | 20.94 | 50.63 | 46.25 | 54.47
Non-ISO West | TEPC | 2019 | 26.68 | 17.04 | 43.72 | 38.03 | 44.93
Non-ISO West | TEPC | 2020 | 23.24 | 21.56 | 44.8 | 38.64 | 46.74
Non-ISO West | TEPC | 2021 | 31.8 | 27.24 | 59.04 | 50.41 | 62.06
Non-ISO West | TEPC | 2022 | 47.17 | 22.12 | 69.29 | 63.97 | 73.55
Non-ISO West | TEPC | 2023 | 29.01 | 13.77 | 42.78 | 38.83 | 45.27
Non-ISO West | TEPC | 2024 | 12.61 | 19.69 | 32.3 | 28.19 | 36.04
Non-ISO West | WACM | 2012 | 33.84 | 28.52 | 62.36 | 62.95 | 64.96
Non-ISO West | WACM | 2013 | 35.32 | 37.19 | 72.51 | 71.31 | 76.71
Non-ISO West | WACM | 2014 | 39.8 | 32.62 | 72.42 | 73.14 | 76.27
Non-ISO West | WACM | 2015 | 29.57 | 35.16 | 64.73 | 64.04 | 67.32
Non-ISO West | WACM | 2016 | 25.08 | 33.75 | 58.83 | 58.84 | 65.29
Non-ISO West | WACM | 2017 | 25.51 | 28.25 | 53.76 | 52.86 | 57.94
Non-ISO West | WACM | 2018 | 30.2 | 30.71 | 60.91 | 60.79 | 65.16
Non-ISO West | WACM | 2019 | 27.22 | 24.29 | 51.51 | 49.36 | 56.7
Non-ISO West | WACM | 2020 | 21.85 | 28.04 | 49.88 | 46.86 | 55.56
Non-ISO West | WACM | 2021 | 47.63 | 38.51 | 86.14 | 76.68 | 90.61
Non-ISO West | WACM | 2022 | 39.15 | 33.06 | 72.21 | 65.16 | 73.2
Non-ISO West | WACM | 2023 | 21.99 | 20.85 | 42.85 | 38.69 | 46.9
Non-ISO West | WACM | 2024 | 15.15 | 31.84 | 46.99 | 44.6 | 50.98
Non-ISO West | WALC | 2012
Non-ISO West | WALC | 2013
Non-ISO West | WALC | 2014
Non-ISO West | WALC | 2015
Non-ISO West | WALC | 2016 | 22.31 | 31.01 | 53.32 | 53.32 | 53.32
Non-ISO West | WALC | 2017 | 28.09 | 21.61 | 49.7 | 48.76 | 52.18
Non-ISO West | WALC | 2018 | 32.01 | 23.45 | 55.46 | 52.97 | 57.24
Non-ISO West | WALC | 2019 | 29.57 | 20.46 | 50.03 | 48.39 | 50.96
Non-ISO West | WALC | 2020 | 26.41 | 27.81 | 54.22 | 47.61 | 55.35
Non-ISO West | WALC | 2021 | 34.33 | 36.45 | 70.78 | 63.12 | 73.39
Non-ISO West | WALC | 2022 | 51.4 | 27.54 | 78.94 | 76.39 | 81.53
Non-ISO West | WALC | 2023 | 27.55 | 18.83 | 46.38 | 45.39 | 47.26
Non-ISO West | WALC | 2024 | 13.6 | 27.71 | 41.31 | 36 | 40.71
Non-ISO Southeast | CPLE | 2012 | 47.39 | 30.1 | 77.48 | 76.4 | 79.2
Non-ISO Southeast | CPLE | 2013 | 51.32 | 25.37 | 76.69 | 75.51 | 79.54
Non-ISO Southeast | CPLE | 2014 | 58.22 | 18.06 | 76.28 | 68.68 | 85.19
Non-ISO Southeast | CPLE | 2015 | 40.75 | 14.31 | 55.06 | 49.96 | 60.83
Non-ISO Southeast | CPLE | 2016 | 37.24 | 14.94 | 52.18 | 47.74 | 56.94
Non-ISO Southeast | CPLE | 2017 | 39.33 | 17.05 | 56.38 | 54.14 | 61.16
Non-ISO Southeast | CPLE | 2018 | 40.54 | 10.31 | 50.85 | 50.81 | 54.36
Non-ISO Southeast | CPLE | 2019 | 28.63 | 8.98 | 37.61 | 34.67 | 41.82
Non-ISO Southeast | CPLE | 2020 | 18.09 | 6.01 | 24.1 | 23.04 | 25.26
Non-ISO Southeast | CPLE | 2021 | 32.39 | 3.84 | 36.23 | 35.68 | 36.78
Non-ISO Southeast | CPLE | 2022 | 73.28 | 8.04 | 81.32 | 80.14 | 83.88
Non-ISO Southeast | CPLE | 2023 | 21.74 | 7.86 | 29.6 | 28.77 | 30.76
Non-ISO Southeast | CPLE | 2024 | 20.58 | 7.43 | 28.01 | 25.95 | 29.71
Non-ISO Southeast | DUK | 2012 | 46.06 | 34.46 | 80.52 | 76.98 | 83.23
Non-ISO Southeast | DUK | 2013 | 45.38 | 29.88 | 75.26 | 71.99 | 80.77
Non-ISO Southeast | DUK | 2014 | 48.23 | 27.9 | 76.13 | 71.27 | 81.85
Non-ISO Southeast | DUK | 2015 | 42.29 | 30.13 | 72.42 | 70.25 | 76.48
Non-ISO Southeast | DUK | 2016 | 37.41 | 26.14 | 63.56 | 60.33 | 65.78
Non-ISO Southeast | DUK | 2017 | 40.51 | 29.62 | 70.13 | 68.28 | 72.61
Non-ISO Southeast | DUK | 2018 | 53.87 | 19.49 | 73.36 | 73.65 | 77.67
Non-ISO Southeast | DUK | 2019 | 29.7 | 20.58 | 50.28 | 48.84 | 54.12
Non-ISO Southeast | DUK | 2020 | 19.35 | 17.23 | 36.57 | 35.82 | 38.28
Non-ISO Southeast | DUK | 2021 | 35.6 | 12.84 | 48.44 | 47.75 | 49.44
Non-ISO Southeast | DUK | 2022 | 81.2 | 29.37 | 110.57 | 109.46 | 113.59
Non-ISO Southeast | DUK | 2023 | 23.66 | 34.23 | 57.89 | 56 | 60.43
Non-ISO Southeast | DUK | 2024 | 23.09 | 33.83 | 56.92 | 54.74 | 57.66
Non-ISO Southeast | FPC | 2012 | 38.24 | 31.44 | 69.67 | 69.15 | 69.88
Non-ISO Southeast | FPC | 2013 | 43.48 | 40.95 | 84.43 | 83.99 | 84.6
Non-ISO Southeast | FPC | 2014 | 52.32 | 49.08 | 101.4 | 100.71 | 101.67
Non-ISO Southeast | FPC | 2015 | 35.69 | 49.71 | 85.4 | 84.43 | 85.79
Non-ISO Southeast | FPC | 2016 | 33.87 | 38.46 | 72.33 | 69 | 72.87
Non-ISO Southeast | FPC | 2017 | 37.61 | 28.01 | 65.62 | 62.59 | 67.41
Non-ISO Southeast | FPC | 2018 | 36.79 | 36.88 | 73.67 | 72.4 | 75.26
Non-ISO Southeast | FPC | 2019 | 29.23 | 35.09 | 64.32 | 60.03 | 63.06
Non-ISO Southeast | FPC | 2020 | 21.15 | 33.03 | 54.18 | 51.89 | 54.94
Non-ISO Southeast | FPC | 2021 | 36.79 | 27.13 | 63.92 | 60.99 | 65.02
Non-ISO Southeast | FPC | 2022 | 71.11 | 31.88 | 102.99 | 101.85 | 106.59
Non-ISO Southeast | FPC | 2023 | 22.67 | 41.75 | 64.42 | 61.07 | 69.92
Non-ISO Southeast | FPC | 2024 | 19.91 | 28.19 | 48.1 | 46.05 | 52.28
Non-ISO Southeast | FPL | 2012 | 44.56 | 32.53 | 77.09 | 76.96 | 78.23
Non-ISO Southeast | FPL | 2013 | 45.44 | 43.4 | 88.84 | 88.75 | 89.54
Non-ISO Southeast | FPL | 2014 | 52.29 | 50.6 | 102.88 | 102.82 | 103.4
Non-ISO Southeast | FPL | 2015 | 38.96 | 48.96 | 87.92 | 87.69 | 89.98
Non-ISO Southeast | FPL | 2016 | 34.79 | 40.36 | 75.14 | 75.21 | 77.2
Non-ISO Southeast | FPL | 2017 | 35.58 | 25.99 | 61.56 | 59.81 | 69.05
Non-ISO Southeast | FPL | 2018 | 40.49 | 29.67 | 70.16 | 66.99 | 75.92
Non-ISO Southeast | FPL | 2019 | 33.46 | 25.06 | 58.52 | 56.39 | 61.79
Non-ISO Southeast | FPL | 2020 | 26.74 | 28.93 | 55.68 | 54.01 | 57.42
Non-ISO Southeast | FPL | 2021 | 40.57 | 22.74 | 63.31 | 59.36 | 66.65
Non-ISO Southeast | FPL | 2022 | 73.96 | 27.19 | 101.15 | 96.43 | 107.44
Non-ISO Southeast | FPL | 2023 | 31.63 | 27.04 | 58.67 | 55.14 | 63.27
Non-ISO Southeast | FPL | 2024 | 26.94 | 20.86 | 47.8 | 45.44 | 51.36
Non-ISO Southeast | SCEG | 2012
Non-ISO Southeast | SCEG | 2013
Non-ISO Southeast | SCEG | 2014
Non-ISO Southeast | SCEG | 2015
Non-ISO Southeast | SCEG | 2016
Non-ISO Southeast | SCEG | 2017 | 38.82 | 27.6 | 66.42 | 66.42 | 66.42
Non-ISO Southeast | SCEG | 2018 | 40.49 | 12.16 | 52.65 | 52.17 | 52.65
Non-ISO Southeast | SCEG | 2019 | 33.48 | 17.17 | 50.65 | 47.84 | 56.57
Non-ISO Southeast | SCEG | 2020 | 27.43 | 13.46 | 40.89 | 39.02 | 45.01
Non-ISO Southeast | SCEG | 2021 | 43.29 | 8.02 | 51.31 | 50.12 | 53.08
Non-ISO Southeast | SCEG | 2022 | 79.4 | 15.36 | 94.77 | 93.49 | 98.1
Non-ISO Southeast | SCEG | 2023 | 32.98 | 17.11 | 50.09 | 47.14 | 50.16
Non-ISO Southeast | SCEG | 2024 | 29.57 | 16.02 | 45.59 | 43.54 | 45.11
Non-ISO Southeast | SOCO | 2012
Non-ISO Southeast | SOCO | 2013 | 47.96 | 28.44 | 76.41 | 75.46 | 77.33
Non-ISO Southeast | SOCO | 2014 | 54.38 | 22.31 | 76.68 | 75.39 | 81.42
Non-ISO Southeast | SOCO | 2015 | 37.97 | 26.56 | 64.53 | 62.62 | 72.36
Non-ISO Southeast | SOCO | 2016 | 35.55 | 24.87 | 60.42 | 56.85 | 61.5
Non-ISO Southeast | SOCO | 2017 | 37.24 | 31.21 | 68.45 | 62.26 | 70.19
Non-ISO Southeast | SOCO | 2018 | 43.44 | 21.38 | 64.82 | 61.38 | 66.92
Non-ISO Southeast | SOCO | 2019 | 34.73 | 25.37 | 60.09 | 57.38 | 62.12
Non-ISO Southeast | SOCO | 2020 | 26.38 | 19.73 | 46.11 | 44.87 | 48.16
Non-ISO Southeast | SOCO | 2021 | 42.91 | 13.79 | 56.7 | 55.5 | 58.16
Non-ISO Southeast | SOCO | 2022 | 87.47 | 25.52 | 112.99 | 110.95 | 116.16
Non-ISO Southeast | SOCO | 2023 | 31.56 | 31.68 | 63.23 | 59.77 | 65.1
Non-ISO Southeast | SOCO | 2024 | 27.66 | 29.61 | 57.27 | 53.41 | 59.77
Non-ISO Southeast | TEC | 2012 | 41.9 | 24.95 | 66.85 | 66.85 | 66.85
Non-ISO Southeast | TEC | 2013 | 46.5 | 32.14 | 78.64 | 77.27 | 79.09
Non-ISO Southeast | TEC | 2014 | 46.33 | 37.69 | 84.02 | 82.54 | 84.49
Non-ISO Southeast | TEC | 2015 | 34.73 | 38.78 | 73.51 | 71.86 | 74.04
Non-ISO Southeast | TEC | 2016 | 33.9 | 30.13 | 64.03 | 61.51 | 65.11
Non-ISO Southeast | TEC | 2017 | 29.96 | 22.78 | 52.74 | 50.52 | 54.2
Non-ISO Southeast | TEC | 2018 | 30.39 | 29.33 | 59.73 | 57.91 | 60.78
Non-ISO Southeast | TEC | 2019 | 23.53 | 28.75 | 52.28 | 46.5 | 51.08
Non-ISO Southeast | TEC | 2020 | 17.97 | 27.23 | 45.2 | 40.96 | 46.47
Non-ISO Southeast | TEC | 2021 | 29.69 | 19.68 | 49.37 | 48.23 | 50.25
Non-ISO Southeast | TEC | 2022 | 54.16 | 24.27 | 78.43 | 76.89 | 80.71
Non-ISO Southeast | TEC | 2023 | 20.22 | 29.21 | 49.42 | 42.26 | 54.14
Non-ISO Southeast | TEC | 2024 | 16.61 | 17 | 33.61 | 31.04 | 39.02
Non-ISO Southeast | TVA | 2012
Non-ISO Southeast | TVA | 2013 | 38.75 | 28.43 | 67.18 | 66.7 | 70.42
Non-ISO Southeast | TVA | 2014 | 45.15 | 28.33 | 73.49 | 73.21 | 74.97
Non-ISO Southeast | TVA | 2015 | 31.96 | 25.53 | 57.49 | 54.74 | 58.42
Non-ISO Southeast | TVA | 2016 | 34.81 | 20.33 | 55.14 | 53.21 | 55.98
Non-ISO Southeast | TVA | 2017 | 34.3 | 36.45 | 70.74 | 63.28 | 74.35
Non-ISO Southeast | TVA | 2018 | 38.32 | 21.63 | 59.95 | 51.08 | 66.85
Non-ISO Southeast | TVA | 2019 | 30.27 | 25.02 | 55.29 | 46.5 | 61.98
Non-ISO Southeast | TVA | 2020 | 22.94 | 20.6 | 43.54 | 38.82 | 45.15
Non-ISO Southeast | TVA | 2021 | 40.29 | 13.16 | 53.45 | 50.37 | 54.84
Non-ISO Southeast | TVA | 2022 | 76.18 | 28.25 | 104.44 | 103.36 | 110.13
Non-ISO Southeast | TVA | 2023 | 24.23 | 35.35 | 59.58 | 58.84 | 63.65
Non-ISO Southeast | TVA | 2024 | 23.55 | 37.8 | 61.34 | 56.1 | 64.83

## Market Value vs. PPA (PV only)
Solar's energy and capacity value versus PPA prices by region and year
Sources: Berkeley Lab, ABB, ISOs, Level10, Trio
Notes: For Annual Solar Energy and Capacity Values see Tab "Energy and Capacity Value"
Region | COD Year | Levelized Energy+Capacity Value ($2024/MWh) | LBNL PPA ($2024/MWh) | LevelTen PPA ($2024/MWh) | Trio PPA ($2024/MWh)
CAISO | 2006
CAISO | 2007
CAISO | 2008 |  | 196.15
CAISO | 2009 |  | 136.59
CAISO | 2010 |  | 199.21
CAISO | 2011 |  | 288.62
CAISO | 2012 | 44.07 | 161.9
CAISO | 2013 | 41.84 | 154.41
CAISO | 2014 | 37.65 | 155.02
CAISO | 2015 | 38.57 | 123.09
CAISO | 2016 | 36.62 | 68.78
CAISO | 2017 | 35.35 | 60.54
CAISO | 2018 | 32.88 | 51.58
CAISO | 2019 | 40.22 | 41.19
CAISO | 2020 | 34.93 | 34.59
CAISO | 2021 | 38.21 | 25.69 | 23.8402
CAISO | 2022 | 28.98 | 23.97 | 23.7604
CAISO | 2023 | 17.42 | 24.07 | 26.844 | 25.9806
CAISO | 2024 |  | 23.91 | 31.8199 | 33.6618
CAISO | 2025 |  |  | 39.7979 | 37.0949
CAISO | 2026 |  |  | 47.0624
ERCOT | 2006
ERCOT | 2007
ERCOT | 2008
ERCOT | 2009
ERCOT | 2010 |  | 227.2
ERCOT | 2011 |  | 180.65
ERCOT | 2012 | 59.23
ERCOT | 2013 | 57.36
ERCOT | 2014 | 57.22
ERCOT | 2015 | 61.71
ERCOT | 2016 | 49.15 | 41.52
ERCOT | 2017 | 60.3 | 41.31
ERCOT | 2018 | 65.39 | 36.79
ERCOT | 2019 | 65.4
ERCOT | 2020 | 69.96 | 26.31
ERCOT | 2021 | 62.78 |  | 24.1011
ERCOT | 2022 | 47.56 |  | 24.4619
ERCOT | 2023 | 22.55 |  | 25.7449 | 27.5054
ERCOT | 2024 |  |  | 33.1879 | 36.4824
ERCOT | 2025 |  |  | 40.9107 | 44.7681
ERCOT | 2026 |  |  | 39.244 | 40.6691
ISONE | 2006
ISONE | 2007
ISONE | 2008
ISONE | 2009
ISONE | 2010
ISONE | 2011
ISONE | 2012 | 56.99
ISONE | 2013 | 53.43
ISONE | 2014 | 48.96
ISONE | 2015 | 48.93
ISONE | 2016 | 49.27
ISONE | 2017 | 50.06
ISONE | 2018 | 47.5 | 103.74
ISONE | 2019 | 47.56 | 72.67
ISONE | 2020 | 51.52 | 88.51
ISONE | 2021 | 51.2 | 77.33
ISONE | 2022 | 34.82 | 87.95
ISONE | 2023 | 35.16 | 51.39
ISONE | 2024 |  | 62.06
ISONE | 2025 |  |  | 80.0183
ISONE | 2026 |  |  | 101.1798
MISO | 2006
MISO | 2007
MISO | 2008
MISO | 2009
MISO | 2010
MISO | 2011
MISO | 2012 | 48.57
MISO | 2013 | 49.64 | 113.42
MISO | 2014 | 48.85
MISO | 2015 | 50.73
MISO | 2016 | 42.35 | 72.92
MISO | 2017 | 43.5 | 55.66
MISO | 2018 | 43.5 | 72.4
MISO | 2019 | 47.8
MISO | 2020 | 54.11 | 36.18
MISO | 2021 | 60.52 | 35.01 | 31.5473
MISO | 2022 | 37.38 | 39.61 | 30.5534
MISO | 2023 | 29.52 | 37.17 | 33.0002 | 34.3028
MISO | 2024 |  | 28.26 | 43.1262 | 45.5683
MISO | 2025 |  |  | 51.8997 | 52.8839
MISO | 2026 |  |  | 55.1001 | 58.1527
NYISO | 2006
NYISO | 2007
NYISO | 2008
NYISO | 2009
NYISO | 2010
NYISO | 2011 |  | 363.4
NYISO | 2012 | 79.59
NYISO | 2013 | 52.35
NYISO | 2014 | 47.11
NYISO | 2015 | 55.59
NYISO | 2016 | 52.49
NYISO | 2017 | 49.74
NYISO | 2018 | 53.02 | 161.31
NYISO | 2019 | 51.75 | 170.63
NYISO | 2020 | 54.44
NYISO | 2021 | 56.68 | 66.96
NYISO | 2022 | 41.57 | 89.99
NYISO | 2023 | 41.5 | 64.92 | 71.1494
NYISO | 2024 |  | 59.08 | 65.0025
NYISO | 2025 |  | 70.41 | 74.4565
NYISO | 2026
PJM | 2006
PJM | 2007
PJM | 2008
PJM | 2009
PJM | 2010 |  | 259.67
PJM | 2011
PJM | 2012 | 65.99 | 255.67
PJM | 2013 | 63.94
PJM | 2014 | 57.94
PJM | 2015 | 57.29 | 72.31
PJM | 2016 | 57.98 | 67.03
PJM | 2017 | 57.84 | 46.58
PJM | 2018 | 56.07 | 90.23
PJM | 2019 | 56.04
PJM | 2020 | 59.62
PJM | 2021 | 59.3 | 32.18 | 33.7316
PJM | 2022 | 36.94 | 30.43 | 34.6946
PJM | 2023 | 35.65 | 31.86 | 35.6917 | 36.7615
PJM | 2024 |  | 44.8 | 47.8363 | 50.6777
PJM | 2025 |  | 57.66 | 62.1577 | 63.4073
PJM | 2026 |  |  | 67.2626 | 69.4054
SPP | 2006
SPP | 2007
SPP | 2008
SPP | 2009
SPP | 2010
SPP | 2011 |  | 150.83
SPP | 2012
SPP | 2013 | 74.91
SPP | 2014 | 71.5
SPP | 2015 | 74.01
SPP | 2016 | 68.67 | 42.72
SPP | 2017 | 78.36
SPP | 2018 | 73.64
SPP | 2019 | 70.76 | 55.4
SPP | 2020 | 75.05
SPP | 2021 | 75.11 |  | 24.4734
SPP | 2022 | 71.86 |  | 26.6048
SPP | 2023 | 54.07 | 28.06 | 30.6598 | 34.6811
SPP | 2024 |  |  | 40.4358 | 45.5914
SPP | 2025 |  |  | 42.7407 | 46.7638
SPP | 2026 |  |  | 46.8241 | 48.3918
Southeast (non-ISO) | 2006
Southeast (non-ISO) | 2007
Southeast (non-ISO) | 2008
Southeast (non-ISO) | 2009
Southeast (non-ISO) | 2010 |  | 236.08
Southeast (non-ISO) | 2011 |  | 220.91
Southeast (non-ISO) | 2012 | 56.79
Southeast (non-ISO) | 2013 | 58.82 | 136.16
Southeast (non-ISO) | 2014 | 54.58
Southeast (non-ISO) | 2015 | 58.4 | 70.01
Southeast (non-ISO) | 2016 | 61.79 | 61.24
Southeast (non-ISO) | 2017 | 53.29 | 57.96
Southeast (non-ISO) | 2018 | 58.89 | 38.89
Southeast (non-ISO) | 2019 | 61.6 | 30.71
Southeast (non-ISO) | 2020 | 67.5 | 27.97
Southeast (non-ISO) | 2021 | 69.67 | 24.19
Southeast (non-ISO) | 2022 | 51.32 | 28.26
Southeast (non-ISO) | 2023 | 44.88 | 26.25
Southeast (non-ISO) | 2024 |  | 24.98
Southeast (non-ISO) | 2025
Southeast (non-ISO) | 2026
West (non-ISO) | 2006
West (non-ISO) | 2007 |  | 280.7
West (non-ISO) | 2008
West (non-ISO) | 2009
West (non-ISO) | 2010 |  | 160.59
West (non-ISO) | 2011 |  | 150.12
West (non-ISO) | 2012 | 55.71 | 141.93
West (non-ISO) | 2013 | 53.28 | 121.69
West (non-ISO) | 2014 | 50.06 | 98.8
West (non-ISO) | 2015 | 48.26 | 67.98
West (non-ISO) | 2016 | 49.11 | 78.68
West (non-ISO) | 2017 | 49.98 | 49.88
West (non-ISO) | 2018 | 49.64 | 40.15
West (non-ISO) | 2019 | 50.89 | 33.92
West (non-ISO) | 2020 | 51.83 | 24.8
West (non-ISO) | 2021 | 50.01 | 22.16
West (non-ISO) | 2022 | 39.27 | 19.68
West (non-ISO) | 2023 | 28.18 | 21.39
West (non-ISO) | 2024 |  | 23.5
West (non-ISO) | 2025 |  | 25.1
West (non-ISO) | 2026

## Value Factor vs. Penetration
Solar value factor versus solar market penetration by region and year
Sources: Berkeley Lab, ABB, ISOs
Notes: Solar value factor describes the market value of solar in proportion to that of a generalized flat-block, i.e., 24x7 average price across all pricing nodes in region.
Region | BA | Year | Penetration | Value Factor
National | All analyzed BAs | 2012 | 0.2% | 141.2%
National | All analyzed BAs | 2013 | 0.4% | 135.4%
National | All analyzed BAs | 2014 | 0.7% | 110.9%
National | All analyzed BAs | 2015 | 0.9% | 101.8%
National | All analyzed BAs | 2016 | 1.3% | 102.7%
National | All analyzed BAs | 2017 | 1.9% | 102.6%
National | All analyzed BAs | 2018 | 2.2% | 92.9%
National | All analyzed BAs | 2019 | 2.6% | 95.6%
National | All analyzed BAs | 2020 | 3.3% | 97.5%
National | All analyzed BAs | 2021 | 4% | 85.9%
National | All analyzed BAs | 2022 | 4.9% | 92.8%
National | All analyzed BAs | 2023 | 5.7% | 96%
National | All analyzed BAs | 2024 | 7.3% | 80.9%
CAISO | CAISO | 2012 | 1.2% | 124.7%
CAISO | CAISO | 2013 | 2.4% | 114.1%
CAISO | CAISO | 2014 | 5.4% | 104%
CAISO | CAISO | 2015 | 8% | 90.5%
CAISO | CAISO | 2016 | 10.8% | 85.8%
CAISO | CAISO | 2017 | 13.7% | 87.4%
CAISO | CAISO | 2018 | 15.6% | 69.4%
CAISO | CAISO | 2019 | 17.4% | 67.5%
CAISO | CAISO | 2020 | 19.1% | 66.7%
CAISO | CAISO | 2021 | 21.5% | 61.7%
CAISO | CAISO | 2022 | 24.1% | 56.2%
CAISO | CAISO | 2023 | 26.5% | 39.5%
CAISO | CAISO | 2024 | 29.7% | 29.3%
ERCOT | ERCOT | 2012 | 0.1% | 123.5%
ERCOT | ERCOT | 2013 | 0.1% | 119.3%
ERCOT | ERCOT | 2014 | 0.1% | 107.3%
ERCOT | ERCOT | 2015 | 0.2% | 118.5%
ERCOT | ERCOT | 2016 | 0.3% | 131.1%
ERCOT | ERCOT | 2017 | 0.7% | 91.4%
ERCOT | ERCOT | 2018 | 1% | 111.4%
ERCOT | ERCOT | 2019 | 1.3% | 132.5%
ERCOT | ERCOT | 2020 | 2.5% | 103.2%
ERCOT | ERCOT | 2021 | 4.5% | 40.5%
ERCOT | ERCOT | 2022 | 6.1% | 107.5%
ERCOT | ERCOT | 2023 | 7.3% | 144.2%
ERCOT | ERCOT | 2024 | 9.8% | 83.9%
SPP | SPP | 2012 | 0.1% | 168.9%
SPP | SPP | 2013 | 0.1% | 183.1%
SPP | SPP | 2014 | 0.1% | 175.7%
SPP | SPP | 2015 | 0.1% | 169.5%
SPP | SPP | 2016 | 0.1% | 203.2%
SPP | SPP | 2017 | 0.3% | 170.6%
SPP | SPP | 2018 | 0.4% | 152.9%
SPP | SPP | 2019 | 0.4% | 175.3%
SPP | SPP | 2020 | 0.5% | 189.8%
SPP | SPP | 2021 | 0.5% | 141.2%
SPP | SPP | 2022 | 0.6% | 166.2%
SPP | SPP | 2023 | 0.7% | 166.9%
SPP | SPP | 2024 | 0.9% | 181.9%
MISO | MISO | 2012 | 0% | 140.3%
MISO | MISO | 2013 | 0% | 121.8%
MISO | MISO | 2014 | 0.1% | 119.8%
MISO | MISO | 2015 | 0.1% | 133.3%
MISO | MISO | 2016 | 0.1% | 145%
MISO | MISO | 2017 | 0.2% | 120.1%
MISO | MISO | 2018 | 0.4% | 110.4%
MISO | MISO | 2019 | 0.5% | 107.5%
MISO | MISO | 2020 | 0.6% | 110.6%
MISO | MISO | 2021 | 0.9% | 114.2%
MISO | MISO | 2022 | 1.3% | 139.4%
MISO | MISO | 2023 | 1.8% | 145.7%
MISO | MISO | 2024 | 2.9% | 107.3%
PJM | PJM | 2012 | 0.2% | 148.6%
PJM | PJM | 2013 | 0.3% | 160.8%
PJM | PJM | 2014 | 0.4% | 142.5%
PJM | PJM | 2015 | 0.5% | 140.1%
PJM | PJM | 2016 | 0.6% | 141.6%
PJM | PJM | 2017 | 0.8% | 141.2%
PJM | PJM | 2018 | 0.9% | 141.7%
PJM | PJM | 2019 | 1.2% | 140.5%
PJM | PJM | 2020 | 1.5% | 141.6%
PJM | PJM | 2021 | 2% | 126.8%
PJM | PJM | 2022 | 2.5% | 124%
PJM | PJM | 2023 | 2.9% | 116%
PJM | PJM | 2024 | 3.7% | 110.6%
NYISO | NYISO | 2012 | 0.1% | 148.9%
NYISO | NYISO | 2013 | 0.2% | 161.2%
NYISO | NYISO | 2014 | 0.3% | 123.1%
NYISO | NYISO | 2015 | 0.4% | 128%
NYISO | NYISO | 2016 | 0.6% | 135.7%
NYISO | NYISO | 2017 | 0.9% | 123.8%
NYISO | NYISO | 2018 | 1.1% | 114.3%
NYISO | NYISO | 2019 | 1.5% | 114.3%
NYISO | NYISO | 2020 | 2.1% | 104.6%
NYISO | NYISO | 2021 | 2.7% | 110.6%
NYISO | NYISO | 2022 | 3.6% | 101.7%
NYISO | NYISO | 2023 | 4.3% | 102%
NYISO | NYISO | 2024 | 5% | 94.6%
ISONE | ISONE | 2012 | 0.2% | 112.1%
ISONE | ISONE | 2013 | 0.5% | 103.2%
ISONE | ISONE | 2014 | 1% | 92.5%
ISONE | ISONE | 2015 | 1.4% | 94.9%
ISONE | ISONE | 2016 | 2% | 100.7%
ISONE | ISONE | 2017 | 2.7% | 90.1%
ISONE | ISONE | 2018 | 3.5% | 93.3%
ISONE | ISONE | 2019 | 4.2% | 92%
ISONE | ISONE | 2020 | 5% | 90.7%
ISONE | ISONE | 2021 | 5.7% | 89%
ISONE | ISONE | 2022 | 7.7% | 85.5%
ISONE | ISONE | 2023 | 8.9% | 86.5%
ISONE | ISONE | 2024 | 10.1% | 81.9%
West (non-ISO) | AZPS | 2012 | 1.7% | 119.7%
West (non-ISO) | AZPS | 2013 | 3.5% | 116.6%
West (non-ISO) | AZPS | 2014 | 5.3% | 97.9%
West (non-ISO) | AZPS | 2015 | 5.9% | 99.3%
West (non-ISO) | AZPS | 2016 | 6.6% | 100.5%
West (non-ISO) | AZPS | 2017 | 7.4% | 95.1%
West (non-ISO) | AZPS | 2018 | 8.2% | 94.6%
West (non-ISO) | AZPS | 2019 | 9.2% | 88.4%
West (non-ISO) | AZPS | 2020 | 9.5% | 109.7%
West (non-ISO) | AZPS | 2021 | 10% | 106.7%
West (non-ISO) | AZPS | 2022 | 10.6% | 85.4%
West (non-ISO) | AZPS | 2023 | 11.6% | 77.6%
West (non-ISO) | AZPS | 2024 | 13% | 79.8%
West (non-ISO) | BANC | 2012
West (non-ISO) | BANC | 2013
West (non-ISO) | BANC | 2014
West (non-ISO) | BANC | 2015 | 0.028 | 1.344
West (non-ISO) | BANC | 2016 | 0.029 | 1.266
West (non-ISO) | BANC | 2017 | 0.03 | 1.223
West (non-ISO) | BANC | 2018 | 0.034 | 1.194
West (non-ISO) | BANC | 2019 | 0.036 | 1.028
West (non-ISO) | BANC | 2020 | 0.037 | 1.187
West (non-ISO) | BANC | 2021 | 0.07 | 1.121
West (non-ISO) | BANC | 2022 | 0.069 | 0.906
West (non-ISO) | BANC | 2023 | 0.075 | 0.836
West (non-ISO) | BANC | 2024 | 5.8% | 106.2%
West (non-ISO) | BPAT | 2012 | 0.001
West (non-ISO) | BPAT | 2013 | 0.002 | 0.949
West (non-ISO) | BPAT | 2014 | 0.003 | 0.87
West (non-ISO) | BPAT | 2015 | 0.004 | 0.92
West (non-ISO) | BPAT | 2016 | 0.005 | 0.796
West (non-ISO) | BPAT | 2017 | 0.007 | 0.805
West (non-ISO) | BPAT | 2018 | 0.008 | 0.709
West (non-ISO) | BPAT | 2019 | 0.01 | 0.715
West (non-ISO) | BPAT | 2020 | 0.014 | 0.818
West (non-ISO) | BPAT | 2021 | 0.017 | 0.797
West (non-ISO) | BPAT | 2022 | 0.021 | 0.719
West (non-ISO) | BPAT | 2023 | 0.024 | 0.744
West (non-ISO) | BPAT | 2024 | 2.6% | 64.7%
West (non-ISO) | IID | 2012 | 0.013 | 1.277
West (non-ISO) | IID | 2013 | 0.025 | 1.256
West (non-ISO) | IID | 2014 | 0.047 | 1.178
West (non-ISO) | IID | 2015 | 0.062 | 1.044
West (non-ISO) | IID | 2016 | 0.126 | 0.915
West (non-ISO) | IID | 2017 | 0.148 | 0.809
West (non-ISO) | IID | 2018 | 0.202 | 0.72
West (non-ISO) | IID | 2019 | 0.293 | 0.615
West (non-ISO) | IID | 2020 | 0.312 | 0.82
West (non-ISO) | IID | 2021 | 0.311 | 0.804
West (non-ISO) | IID | 2022 | 0.322 | 0.694
West (non-ISO) | IID | 2023 | 0.35 | 0.598
West (non-ISO) | IID | 2024 | 31.1% | 52.9%
West (non-ISO) | IPCO | 2012
West (non-ISO) | IPCO | 2013
West (non-ISO) | IPCO | 2014
West (non-ISO) | IPCO | 2015
West (non-ISO) | IPCO | 2016
West (non-ISO) | IPCO | 2017 | 0.034 | 1.304
West (non-ISO) | IPCO | 2018 | 0.039 | 1.237
West (non-ISO) | IPCO | 2019 | 0.041 | 1.139
West (non-ISO) | IPCO | 2020 | 0.047 | 1.315
West (non-ISO) | IPCO | 2021 | 0.047 | 1.221
West (non-ISO) | IPCO | 2022 | 0.047 | 0.988
West (non-ISO) | IPCO | 2023 | 0.067 | 0.936
West (non-ISO) | IPCO | 2024 | 7.8% | 98.3%
West (non-ISO) | LDWP | 2012 | 0.004 | 1.506
West (non-ISO) | LDWP | 2013 | 0.008 | 1.269
West (non-ISO) | LDWP | 2014 | 0.009 | 1.192
West (non-ISO) | LDWP | 2015 | 0.029 | 1.24
West (non-ISO) | LDWP | 2016 | 0.042 | 1.11
West (non-ISO) | LDWP | 2017 | 0.08 | 0.961
West (non-ISO) | LDWP | 2018 | 0.097 | 0.936
West (non-ISO) | LDWP | 2019 | 0.107 | 0.961
West (non-ISO) | LDWP | 2020 | 0.12 | 0.865
West (non-ISO) | LDWP | 2021 | 0.126 | 0.79
West (non-ISO) | LDWP | 2022 | 0.133 | 0.657
West (non-ISO) | LDWP | 2023 | 0.142 | 0.547
West (non-ISO) | LDWP | 2024 | 16.7% | 52.7%
West (non-ISO) | NEVP | 2012 | 0.006 | 1.212
West (non-ISO) | NEVP | 2013 | 0.01 | 1.141
West (non-ISO) | NEVP | 2014 | 0.014 | 1.015
West (non-ISO) | NEVP | 2015 | 0.018 | 1.016
West (non-ISO) | NEVP | 2016 | 0.027 | 1.04
West (non-ISO) | NEVP | 2017 | 0.063 | 0.865
West (non-ISO) | NEVP | 2018 | 0.074 | 0.816
West (non-ISO) | NEVP | 2019 | 0.087 | 0.766
West (non-ISO) | NEVP | 2020 | 0.103 | 0.821
West (non-ISO) | NEVP | 2021 | 0.132 | 0.835
West (non-ISO) | NEVP | 2022 | 0.165 | 0.707
West (non-ISO) | NEVP | 2023 | 0.19 | 0.619
West (non-ISO) | NEVP | 2024 | 26.9% | 48.8%
West (non-ISO) | PACE | 2012 | 0
West (non-ISO) | PACE | 2013 | 0.001 | 1.465
West (non-ISO) | PACE | 2014 | 0.001 | 1.269
West (non-ISO) | PACE | 2015 | 0.002 | 1.609
West (non-ISO) | PACE | 2016 | 0.018 | 1.299
West (non-ISO) | PACE | 2017 | 0.036 | 1.043
West (non-ISO) | PACE | 2018 | 0.037 | 1.014
West (non-ISO) | PACE | 2019 | 0.06 | 0.935
West (non-ISO) | PACE | 2020 | 0.069 | 1.089
West (non-ISO) | PACE | 2021 | 0.086 | 1.029
West (non-ISO) | PACE | 2022 | 0.097 | 0.854
West (non-ISO) | PACE | 2023 | 0.102 | 0.756
West (non-ISO) | PACE | 2024 | 12.8% | 72.3%
West (non-ISO) | PACW | 2012 | 0
West (non-ISO) | PACW | 2013 | 0 | 1.081
West (non-ISO) | PACW | 2014 | 0 | 1.029
West (non-ISO) | PACW | 2015 | 0.001 | 1.081
West (non-ISO) | PACW | 2016 | 0.001 | 1.073
West (non-ISO) | PACW | 2017 | 0.005 | 0.964
West (non-ISO) | PACW | 2018 | 0.02 | 0.879
West (non-ISO) | PACW | 2019 | 0.025 | 0.807
West (non-ISO) | PACW | 2020 | 0.033 | 0.865
West (non-ISO) | PACW | 2021 | 0.043 | 0.964
West (non-ISO) | PACW | 2022 | 0.044 | 0.858
West (non-ISO) | PACW | 2023 | 0.041 | 0.864
West (non-ISO) | PACW | 2024 | 4.8% | 77%
West (non-ISO) | PNM | 2012 | 0.006 | 1.269
West (non-ISO) | PNM | 2013 | 0.011 | 1.261
West (non-ISO) | PNM | 2014 | 0.02 | 1.095
West (non-ISO) | PNM | 2015 | 0.027 | 1.183
West (non-ISO) | PNM | 2016 | 0.04 | 1.188
West (non-ISO) | PNM | 2017 | 0.054 | 1.027
West (non-ISO) | PNM | 2018 | 0.068 | 1.004
West (non-ISO) | PNM | 2019 | 0.054 | 0.96
West (non-ISO) | PNM | 2020 | 0.081 | 1.109
West (non-ISO) | PNM | 2021 | 0.089 | 1.047
West (non-ISO) | PNM | 2022 | 0.103 | 0.815
West (non-ISO) | PNM | 2023 | 0.123 | 0.718
West (non-ISO) | PNM | 2024 | 24.4% | 67.6%
West (non-ISO) | PSCO | 2012 | 0.01 | 1.523
West (non-ISO) | PSCO | 2013 | 0.011 | 1.521
West (non-ISO) | PSCO | 2014 | 0.013 | 1.513
West (non-ISO) | PSCO | 2015 | 0.012 | 1.586
West (non-ISO) | PSCO | 2016 | 0.019 | 1.632
West (non-ISO) | PSCO | 2017 | 0.028 | 1.781
West (non-ISO) | PSCO | 2018 | 0.031 | 1.484
West (non-ISO) | PSCO | 2019 | 0.034 | 1.63
West (non-ISO) | PSCO | 2020 | 0.035 | 1.818
West (non-ISO) | PSCO | 2021 | 0.045 | 1.502
West (non-ISO) | PSCO | 2022 | 0.067 | 1.876
West (non-ISO) | PSCO | 2023 | 0.104 | 1.486
West (non-ISO) | PSCO | 2024 | 13.6% | 133.1%
West (non-ISO) | SRP | 2012 | 0.004 | 1.282
West (non-ISO) | SRP | 2013 | 0.006 | 1.298
West (non-ISO) | SRP | 2014 | 0.009 | 1.258
West (non-ISO) | SRP | 2015 | 0.011 | 1.357
West (non-ISO) | SRP | 2016 | 0.015 | 1.27
West (non-ISO) | SRP | 2017 | 0.019 | 1.103
West (non-ISO) | SRP | 2018 | 0.022 | 1.054
West (non-ISO) | SRP | 2019 | 0.025 | 0.963
West (non-ISO) | SRP | 2020 | 0.026 | 1.064
West (non-ISO) | SRP | 2021 | 0.046 | 1.051
West (non-ISO) | SRP | 2022 | 0.056 | 0.91
West (non-ISO) | SRP | 2023 | 0.069 | 0.772
West (non-ISO) | SRP | 2024 | 11.4% | 90.9%
West (non-ISO) | TEPC | 2012 | 0.009 | 1.288
West (non-ISO) | TEPC | 2013 | 0.019 | 1.275
West (non-ISO) | TEPC | 2014 | 0.029 | 1.224
West (non-ISO) | TEPC | 2015 | 0.044 | 1.3
West (non-ISO) | TEPC | 2016 | 0.059 | 1.195
West (non-ISO) | TEPC | 2017 | 0.074 | 1.004
West (non-ISO) | TEPC | 2018 | 0.084 | 0.935
West (non-ISO) | TEPC | 2019 | 0.101 | 0.879
West (non-ISO) | TEPC | 2020 | 0.097 | 0.985
West (non-ISO) | TEPC | 2021 | 0.129 | 0.941
West (non-ISO) | TEPC | 2022 | 0.137 | 0.821
West (non-ISO) | TEPC | 2023 | 0.14 | 0.732
West (non-ISO) | TEPC | 2024 | 14.9% | 80.1%
West (non-ISO) | WACM | 2012 | 0.002 | 1.575
West (non-ISO) | WACM | 2013 | 0.002 | 1.627
West (non-ISO) | WACM | 2014 | 0.002 | 1.636
West (non-ISO) | WACM | 2015 | 0.002 | 1.679
West (non-ISO) | WACM | 2016 | 0.003 | 1.772
West (non-ISO) | WACM | 2017 | 0.004 | 1.861
West (non-ISO) | WACM | 2018 | 0.005 | 1.615
West (non-ISO) | WACM | 2019 | 0.006 | 1.662
West (non-ISO) | WACM | 2020 | 0.011 | 1.696
West (non-ISO) | WACM | 2021 | 0.013 | 1.412
West (non-ISO) | WACM | 2022 | 0.014 | 1.419
West (non-ISO) | WACM | 2023 | 0.015 | 1.32
West (non-ISO) | WACM | 2024 | 4.7% | 147%
West (non-ISO) | WALC | 2012
West (non-ISO) | WALC | 2013
West (non-ISO) | WALC | 2014
West (non-ISO) | WALC | 2015
West (non-ISO) | WALC | 2016 | 0.009 | 1.136
West (non-ISO) | WALC | 2017 | 0.019 | 1.013
West (non-ISO) | WALC | 2018 | 0.023 | 0.994
West (non-ISO) | WALC | 2019 | 0.029 | 0.97
West (non-ISO) | WALC | 2020 | 0.053 | 1.155
West (non-ISO) | WALC | 2021 | 0.053 | 1.1
West (non-ISO) | WALC | 2022 | 0.115 | 0.836
West (non-ISO) | WALC | 2023 | 0.133 | 0.773
West (non-ISO) | WALC | 2024 | 11.8% | 101.1%
West (non-ISO) | All analyzed BAs | 2012 | 0.004 | 0.808
West (non-ISO) | All analyzed BAs | 2013 | 0.007 | 1.185
West (non-ISO) | All analyzed BAs | 2014 | 0.011 | 1.103
West (non-ISO) | All analyzed BAs | 2015 | 0.014 | 1.243
West (non-ISO) | All analyzed BAs | 2016 | 0.022 | 1.196
West (non-ISO) | All analyzed BAs | 2017 | 0.035 | 1.173
West (non-ISO) | All analyzed BAs | 2018 | 0.04 | 1.078
West (non-ISO) | All analyzed BAs | 2019 | 0.048 | 1.061
West (non-ISO) | All analyzed BAs | 2020 | 0.055 | 1.168
West (non-ISO) | All analyzed BAs | 2021 | 0.066 | 1.075
West (non-ISO) | All analyzed BAs | 2022 | 0.077 | 1
West (non-ISO) | All analyzed BAs | 2023 | 0.088 | 0.895
West (non-ISO) | All analyzed BAs | 2024 | 11.7% | 89.1%
Southeast (non-ISO) | CPLE | 2012 | 0.002 | 1.314
Southeast (non-ISO) | CPLE | 2013 | 0.004 | 1.26
Southeast (non-ISO) | CPLE | 2014 | 0.007 | 1.1
Southeast (non-ISO) | CPLE | 2015 | 0.012 | 1.012
Southeast (non-ISO) | CPLE | 2016 | 0.021 | 1.11
Southeast (non-ISO) | CPLE | 2017 | 0.035 | 1.101
Southeast (non-ISO) | CPLE | 2018 | 0.045 | 1.005
Southeast (non-ISO) | CPLE | 2019 | 0.061 | 0.943
Southeast (non-ISO) | CPLE | 2020 | 0.068 | 0.903
Southeast (non-ISO) | CPLE | 2021 | 0.073 | 0.897
Southeast (non-ISO) | CPLE | 2022 | 0.082 | 0.954
Southeast (non-ISO) | CPLE | 2023 | 0.096 | 0.796
Southeast (non-ISO) | CPLE | 2024 | 9.6% | 78.1%
Southeast (non-ISO) | DUK | 2012 | 0 | 1.419
Southeast (non-ISO) | DUK | 2013 | 0.002 | 1.375
Southeast (non-ISO) | DUK | 2014 | 0.003 | 1.292
Southeast (non-ISO) | DUK | 2015 | 0.005 | 1.304
Southeast (non-ISO) | DUK | 2016 | 0.014 | 1.355
Southeast (non-ISO) | DUK | 2017 | 0.02 | 1.345
Southeast (non-ISO) | DUK | 2018 | 0.022 | 1.156
Southeast (non-ISO) | DUK | 2019 | 0.024 | 1.245
Southeast (non-ISO) | DUK | 2020 | 0.026 | 1.303
Southeast (non-ISO) | DUK | 2021 | 0.03 | 1.094
Southeast (non-ISO) | DUK | 2022 | 0.036 | 1.178
Southeast (non-ISO) | DUK | 2023 | 0.039 | 1.468
Southeast (non-ISO) | DUK | 2024 | 4% | 146.9%
Southeast (non-ISO) | FPC | 2012 | 0.001 | 1.528
Southeast (non-ISO) | FPC | 2013 | 0.001 | 1.548
Southeast (non-ISO) | FPC | 2014 | 0.001 | 1.575
Southeast (non-ISO) | FPC | 2015 | 0.002 | 1.705
Southeast (non-ISO) | FPC | 2016 | 0.003 | 1.615
Southeast (non-ISO) | FPC | 2017 | 0.004 | 1.446
Southeast (non-ISO) | FPC | 2018 | 0.005 | 1.512
Southeast (non-ISO) | FPC | 2019 | 0.012 | 1.663
Southeast (non-ISO) | FPC | 2020 | 0.024 | 1.712
Southeast (non-ISO) | FPC | 2021 | 0.034 | 1.378
Southeast (non-ISO) | FPC | 2022 | 0.047 | 1.312
Southeast (non-ISO) | FPC | 2023 | 0.058 | 1.671
Southeast (non-ISO) | FPC | 2024 | 7.5% | 140.6%
Southeast (non-ISO) | FPL | 2012 | 0.001 | 1.593
Southeast (non-ISO) | FPL | 2013 | 0.001 | 1.623
Southeast (non-ISO) | FPL | 2014 | 0.001 | 1.624
Southeast (non-ISO) | FPL | 2015 | 0.001 | 1.605
Southeast (non-ISO) | FPL | 2016 | 0.001 | 1.524
Southeast (non-ISO) | FPL | 2017 | 0.006 | 1.327
Southeast (non-ISO) | FPL | 2018 | 0.016 | 1.264
Southeast (non-ISO) | FPL | 2019 | 0.02 | 1.271
Southeast (non-ISO) | FPL | 2020 | 0.031 | 1.42
Southeast (non-ISO) | FPL | 2021 | 0.048 | 1.212
Southeast (non-ISO) | FPL | 2022 | 0.06 | 1.171
Southeast (non-ISO) | FPL | 2023 | 0.078 | 1.227
Southeast (non-ISO) | FPL | 2024 | 10.2% | 116.6%
Southeast (non-ISO) | SCEG | 2012
Southeast (non-ISO) | SCEG | 2013
Southeast (non-ISO) | SCEG | 2014
Southeast (non-ISO) | SCEG | 2015
Southeast (non-ISO) | SCEG | 2016
Southeast (non-ISO) | SCEG | 2017 | 0.005 | 1.463
Southeast (non-ISO) | SCEG | 2018 | 0.027 | 1.164
Southeast (non-ISO) | SCEG | 2019 | 0.04 | 1.264
Southeast (non-ISO) | SCEG | 2020 | 0.079 | 1.265
Southeast (non-ISO) | SCEG | 2021 | 0.093 | 1.098
Southeast (non-ISO) | SCEG | 2022 | 0.099 | 1.159
Southeast (non-ISO) | SCEG | 2023 | 0.091 | 1.131
Southeast (non-ISO) | SCEG | 2024 | 8.7% | 104.4%
Southeast (non-ISO) | SOCO | 2012 | 0
Southeast (non-ISO) | SOCO | 2013 | 0 | 1.441
Southeast (non-ISO) | SOCO | 2014 | 0.001 | 1.275
Southeast (non-ISO) | SOCO | 2015 | 0.001 | 1.419
Southeast (non-ISO) | SOCO | 2016 | 0.004 | 1.472
Southeast (non-ISO) | SOCO | 2017 | 0.01 | 1.527
Southeast (non-ISO) | SOCO | 2018 | 0.013 | 1.301
Southeast (non-ISO) | SOCO | 2019 | 0.013 | 1.469
Southeast (non-ISO) | SOCO | 2020 | 0.021 | 1.421
Southeast (non-ISO) | SOCO | 2021 | 0.025 | 1.173
Southeast (non-ISO) | SOCO | 2022 | 0.034 | 1.251
Southeast (non-ISO) | SOCO | 2023 | 0.04 | 1.43
Southeast (non-ISO) | SOCO | 2024 | 4.5% | 135.5%
Southeast (non-ISO) | TEC | 2012 | 0.001 | 1.285
Southeast (non-ISO) | TEC | 2013 | 0.001 | 1.34
Southeast (non-ISO) | TEC | 2014 | 0.001 | 1.371
Southeast (non-ISO) | TEC | 2015 | 0.001 | 1.436
Southeast (non-ISO) | TEC | 2016 | 0.002 | 1.356
Southeast (non-ISO) | TEC | 2017 | 0.004 | 1.323
Southeast (non-ISO) | TEC | 2018 | 0.008 | 1.353
Southeast (non-ISO) | TEC | 2019 | 0.045 | 1.458
Southeast (non-ISO) | TEC | 2020 | 0.063 | 1.47
Southeast (non-ISO) | TEC | 2021 | 0.077 | 1.192
Southeast (non-ISO) | TEC | 2022 | 0.099 | 1.188
Southeast (non-ISO) | TEC | 2023 | 0.096 | 1.363
Southeast (non-ISO) | TEC | 2024 | 12.7% | 110.6%
Southeast (non-ISO) | TVA | 2012 | 0
Southeast (non-ISO) | TVA | 2013 | 0 | 1.464
Southeast (non-ISO) | TVA | 2014 | 0 | 1.404
Southeast (non-ISO) | TVA | 2015 | 0 | 1.413
Southeast (non-ISO) | TVA | 2016 | 0.001 | 1.391
Southeast (non-ISO) | TVA | 2017 | 0.001 | 1.658
Southeast (non-ISO) | TVA | 2018 | 0.002 | 1.38
Southeast (non-ISO) | TVA | 2019 | 0.003 | 1.512
Southeast (non-ISO) | TVA | 2020 | 0.003 | 1.579
Southeast (non-ISO) | TVA | 2021 | 0.004 | 1.249
Southeast (non-ISO) | TVA | 2022 | 0.008 | 1.334
Southeast (non-ISO) | TVA | 2023 | 0.01 | 1.618
Southeast (non-ISO) | TVA | 2024 | 1.3% | 163.1%
Southeast (non-ISO) | All analyzed BAs | 2012 | 0 | 0.642
Southeast (non-ISO) | All analyzed BAs | 2013 | 0.001 | 1.407
Southeast (non-ISO) | All analyzed BAs | 2014 | 0.002 | 1.322
Southeast (non-ISO) | All analyzed BAs | 2015 | 0.002 | 1.368
Southeast (non-ISO) | All analyzed BAs | 2016 | 0.005 | 1.373
Southeast (non-ISO) | All analyzed BAs | 2017 | 0.01 | 1.454
Southeast (non-ISO) | All analyzed BAs | 2018 | 0.015 | 1.277
Southeast (non-ISO) | All analyzed BAs | 2019 | 0.019 | 1.381
Southeast (non-ISO) | All analyzed BAs | 2020 | 0.027 | 1.414
Southeast (non-ISO) | All analyzed BAs | 2021 | 0.033 | 1.175
Southeast (non-ISO) | All analyzed BAs | 2022 | 0.042 | 1.222
Southeast (non-ISO) | All analyzed BAs | 2023 | 0.049 | 1.395
Southeast (non-ISO) | All analyzed BAs | 2024 | 5.7% | 133.8%

## Value Difference vs. Flat Block
Cause of value differences between solar and flat block in 2024
Sources: Berkeley Lab, ABB, ISOs | [6 empty] | Sources: Berkeley Lab, ABB, ISOs
Notes: Solar value factor describes the market value of solar in proportion to that of a generalized flat-block, i.e., 24x7 average price across all pricing nodes in region.
For more details on methodology see Berkeley Lab publication "Mills et al, 2021, Solar-to-Grid" https://emp.lbl.gov/renewable-grid-insights
Regional average market value of solar in 2023 relative to a generalized flat block of power
| CAISO |  | ERCOT |  | ISO-NE |  | MISO |  | NYISO |  | PJM |  | SPP
| value factor | penetration | value factor | penetration | value factor | penetration | value factor | penetration | value factor | penetration | value factor | penetration | value factor | penetration
2012 | 1.2474 | 1.161% | 1.2351 | 0.05137% | 1.1208 | 0.2027% | 1.403 | 0.01013% | 1.4887 | 0.1112% | 1.4859 | 0.2231% | 1.6885 | 0.05733%
2013 | 1.1405 | 2.417% | 1.1933 | 0.06863% | 1.0323 | 0.4557% | 1.2176 | 0.02175% | 1.6122 | 0.1577% | 1.6079 | 0.3158% | 1.8307 | 0.06521%
2014 | 1.0395 | 5.388% | 1.0729 | 0.1297% | 0.92497 | 0.9917% | 1.1983 | 0.05711% | 1.2309 | 0.2653% | 1.4254 | 0.3919% | 1.7566 | 0.09158%
2015 | 0.9048 | 8.047% | 1.1851 | 0.1733% | 0.94922 | 1.414% | 1.3333 | 0.08137% | 1.2797 | 0.4237% | 1.4007 | 0.4621% | 1.6947 | 0.09974%
2016 | 0.85823 | 10.8% | 1.3111 | 0.288% | 1.0068 | 1.996% | 1.45 | 0.1099% | 1.3567 | 0.634% | 1.4164 | 0.5964% | 2.032 | 0.1281%
2017 | 0.87441 | 13.73% | 0.91383 | 0.7186% | 0.9013 | 2.675% | 1.2015 | 0.2394% | 1.2376 | 0.869% | 1.4122 | 0.7905% | 1.7056 | 0.3089%
2018 | 0.69422 | 15.62% | 1.1138 | 0.9939% | 0.93252 | 3.486% | 1.1038 | 0.3775% | 1.1427 | 1.12% | 1.4169 | 0.9418% | 1.5291 | 0.3571%
2019 | 0.67538 | 17.35% | 1.3248 | 1.328% | 0.9198 | 4.177% | 1.0748 | 0.4502% | 1.1432 | 1.526% | 1.4047 | 1.177% | 1.7531 | 0.3731%
2020 | 0.66692 | 19.12% | 1.032 | 2.458% | 0.90694 | 5.019% | 1.1059 | 0.6225% | 1.0463 | 2.135% | 1.4162 | 1.481% | 1.8978 | 0.4696%
2021 | 0.61679 | 21.47% | 0.40474 | 4.468% | 0.88956 | 5.715% | 1.142 | 0.9144% | 1.1059 | 2.665% | 1.2681 | 2.016% | 1.4122 | 0.5313%
2022 | 0.56177 | 24.12% | 1.0754 | 6.073% | 0.85536 | 7.688% | 1.3935 | 1.34% | 1.0174 | 3.62% | 1.24 | 2.457% | 1.662 | 0.5663%
2023 | 0.39512 | 26.52% | 1.4418 | 7.302% | 0.86458 | 8.858% | 1.4573 | 1.842% | 1.0203 | 4.285% | 1.1595 | 2.939% | 1.669 | 0.7196%
2024 | 0.29306 | 29.67% | 0.83873 | 9.753% | 0.81911 | 10.09% | 1.0732 | 2.923% | 0.94623 | 5.025% | 1.1063 | 3.735% | 1.8189 | 0.9349%
Regional average market value of solar in 2024 relative to a generalized flat block of power ($/MWh)
Wholsale value (2024$/MWh) | Flat block at all nodes | Flat block at solar nodes | Flat block at solar nodes (with curtailment) | Solar profile at solar nodes
energy value | 29.458 | 30.05 | 28.9972 | 20.2735
capacity value | 6.2112 | 8.7911 | 8.7911 | 5.2502
total value | 35.6692 | 38.8411 | 37.7883 | 25.5237 | 71.56%
Regional average market value in 2024 relative to a generalized flat block (percentage changes)
|  | Flat block at all nodes | Flat block at solar nodes | Flat block at solar nodes (with curtailment) | Solar profile at solar nodes
CAISO | energy value | 34.3497 | 29.671 | 28.1141 | 8.6156
| capacity value | 26.6013 | 25.8556 | 25.8556 | 9.2467
| total value | 60.951 | 55.5266 | 53.9697 | 17.8623
ERCOT | energy value | 28.7263 | 29.5477 | 27.4914 | 24.0937
| capacity value |  | 0 | 0 | 0
| total value | 28.7263 | 29.5477 | 27.4914 | 24.0937
ISO-NE | energy value | 39.1005 | 39.1839 | 39.1839 | 31.459
| capacity value | 3.5069 | 3.5334 | 3.5334 | 3.4413
| total value | 42.6074 | 42.7172 | 42.7172 | 34.9003
MISO | energy value | 26.4454 | 26.821 | 26.821 | 27.241
| capacity value | 1.3997 | 1.1585 | 1.1585 | 2.6423
| total value | 27.8452 | 27.9795 | 27.9795 | 29.8833
NYISO | energy value | 36.5722 | 34.8588 | 34.8588 | 32.7855
| capacity value | 8.4323 | 5.3986 | 5.3986 | 9.7993
| total value | 45.0046 | 40.2574 | 40.2574 | 42.5849
PJM | energy value | 30.4448 | 31.6951 | 31.6951 | 31.5837
| capacity value | 1.9986 | 1.8453 | 1.8453 | 4.3091
| total value | 32.4433 | 33.5404 | 33.5404 | 35.8928
SPP | energy value | 23.9852 | 29.9195 | 28.5437 | 31.7962
| capacity value | 8.7641 | 8.7641 | 8.7641 | 27.7704
| total value | 32.7493 | 38.6836 | 37.3078 | 59.5666
Regional average market value in 2024 relative to a generalized flat block (percentage changes)
| Flat block | Flat block | Location | Curtailment | Profile | Total change | Solar value
CAISO | 60.951 | 100% | -8.9% | -2.554% | -59.24% | -70.69% | 17.8623
ISONE | 42.6074 | 100% | 0.2579% | 0% | -18.35% | -18.09% | 34.9003
ERCOT | 28.7263 | 100% | 2.859% | -7.158% | -11.83% | -16.13% | 24.0937
NYISO | 45.0046 | 100% | -10.55% | 0% | 5.172% | -5.377% | 42.5849
MISO | 27.8452 | 100% | 0.4825% | 0% | 6.837% | 7.32% | 29.8833
PJM | 32.4433 | 100% | 3.381% | 0% | 7.251% | 10.63% | 35.8928
SPP | 32.7493 | 100% | 18.12% | -4.201% | 67.97% | 81.89% | 59.5666
location
curtailment
profile

## Energy+Capacity Value vs. LCOE
Estimated levelized cost of energy vs levelized energy and capacity market value
Sources: Berkeley Lab, ABB, EIA
Sample is limited to projects with both LCOE and market value observations. Generation-weighted means may thus differ from data described in LCOE and market value tabs.
Foundational EIA Capex estimates for projects with 2024 COD are still preliminary both in scope and accuracy of individual data points and may not be representative of final numbers that will be published later by EIA.
Berkeley Lab did not include all preliminary data points after a data review and will provide revised estimates at a later update.
For more detail on methods , source data, and discussion of caveats, see Wiser et al (2024) Grid Value and Cost of Utility-Scale Wind and Solar: Potential Implications for Consumer Electricity Bills
COD Year | Annual Sample | Annual Project Capacity Sum (MW) | Generation-Weighted LCOE without Tax Credits (2024$/MWh) | LCOE without Tax Credits 20th Percentile (2024$/MWh) | LCOE without Tax Credits 80th Percentile (2024$/MWh) | Generation-Weighted LCOE with Tax Credits (2024$/MWh) | LCOE with Tax Credits 20th Percentile (2024$/MWh) | LCOE with Tax Credits 80th Percentile (2024$/MWh) | Levelized Generation-Weighted Energy + Capacity Value (2024$/MWh) | Levelized Market Value 20th Percentile (2024$/MWh) | Levelized Market Value 80th Percentile (2024$/MWh) | Generation-Weighted Net Value with Tax Credits (2024$/MWh) | Net Value with Tax Credits 20th Percentile (2024$/MWh) | Net Value with Tax Credits 80th Percentile (2024$/MWh) | Generation-Weighted Net Value without Tax Credits (2024$/MWh) | Net Value without Tax Credits 20th Percentile (2024$/MWh) | Net Value without Tax Credits 80th Percentile (2024$/MWh)
2012 | 36 | 856.48 | 173.87 | 166.21 | 276.19 | 117.18 | 111.1 | 184.24 | 50.12 | 47.01 | 64.23 | -67.07 | -124.82 | -51.28 | -123.76 | -216.77 | -106.54
2013 | 45 | 1369.31 | 160.46 | 131.53 | 208.27 | 107.66 | 88.69 | 139.91 | 46.99 | 42.1 | 61.26 | -60.67 | -83.53 | -41.68 | -113.47 | -148.42 | -86.8
2014 | 56 | 2983.45 | 149.66 | 110.58 | 171.02 | 100.61 | 76.27 | 117.66 | 39.23 | 38.41 | 56.78 | -61.38 | -66.52 | -30.55 | -110.43 | -124.69 | -64.53
2015 | 82 | 2837.4 | 118.59 | 96.99 | 147.87 | 80.86 | 67.33 | 99.31 | 45.6 | 38.41 | 58.88 | -35.25 | -50.95 | -15.34 | -72.99 | -97.62 | -45.55
2016 | 154 | 7397.59 | 88.16 | 77.24 | 124.57 | 61.19 | 53.97 | 85.82 | 46.06 | 39.08 | 62.66 | -15.13 | -38.09 | -1.38 | -42.11 | -74.58 | -26.97
2017 | 148 | 3933.54 | 90.45 | 72.14 | 120.83 | 63.15 | 51.77 | 84.28 | 52.8 | 41.26 | 62.67 | -10.35 | -32.25 | 3.78 | -37.66 | -69.88 | -18.58
2018 | 91 | 3911.72 | 72.6 | 60.85 | 101.53 | 51.34 | 44.68 | 69.15 | 52.77 | 46.31 | 66.78 | 1.43 | -19.09 | 19.7 | -19.83 | -49.26 | 3.36
2019 | 101 | 4492.86 | 62.83 | 52.67 | 97.96 | 46.33 | 39.59 | 72.28 | 58.18 | 46.2 | 69.35 | 11.85 | -14.86 | 25.57 | -4.65 | -38.19 | 13.96
2020 | 150 | 9284.54 | 51.84 | 47.65 | 82.1 | 38.55 | 35.92 | 59.48 | 58.1 | 50.46 | 69.75 | 19.55 | -6.15 | 31.84 | 6.26 | -30.69 | 19.6
2021 | 127 | 11173.25 | 49.31 | 40.99 | 70.12 | 36.91 | 31.27 | 51.33 | 59.02 | 51.8 | 67.47 | 22.11 | 5.47 | 31.19 | 9.71 | -12.66 | 20.13
2022 | 137 | 9523.63 | 48.71 | 43.3 | 71.98 | 36.25 | 32.65 | 52.23 | 40.92 | 33.82 | 49.2 | 4.67 | -16.75 | 13.27 | -7.79 | -36.88 | 0.85
2023 | 191 | 17071.26 | 53.64 | 46.99 | 82.18 | 36.42 | 31.83 | 56.63 | 29.77 | 25.69 | 42.25 | -6.64 | -23.02 | 1.82 | -23.87 | -46.47 | -13.97
Region | BA | COD Year | Levelized Net Value without Tax Credits (2024$/MWh) | Levelized Net Value with Tax Credits (2024$/MWh)
CAISO | CAISO | 2008 | -178.95 | -103.86
CAISO | CAISO | 2009 | -108.2 | -59.27
CAISO | CAISO | 2010 | -115.46 | -63.97
CAISO | CAISO | 2011 | -192.86 | -116.24
CAISO | CAISO | 2012 | -100.21 | -54.42
CAISO | CAISO | 2013 | -116.61 | -64.57
CAISO | CAISO | 2014 | -111.71 | -62.75
CAISO | CAISO | 2015 | -91.81 | -49.3
CAISO | CAISO | 2016 | -51.29 | -23.89
CAISO | CAISO | 2017 | -73.57 | -39.8
CAISO | CAISO | 2018 | -46.2 | -21.7
CAISO | CAISO | 2019 | -21.09 | -4.38
CAISO | CAISO | 2020 | -14.09 | -1.24
CAISO | CAISO | 2021 | -10.66 | 1.94
CAISO | CAISO | 2022 | -14.37 | -3.18
CAISO | CAISO | 2023 | -25.33 | -9.97
ERCOT | ERCOT | 2010 | -232.52 | -134.89
ERCOT | ERCOT | 2011 | -165.38 | -91.65
ERCOT | ERCOT | 2012 | -224.9 | -130.21
ERCOT | ERCOT | 2013 | -109.29 | -54.38
ERCOT | ERCOT | 2015 | -58.06 | -20.06
ERCOT | ERCOT | 2016 | -35.71 | -9.82
ERCOT | ERCOT | 2017 | -18.14 | 5.16
ERCOT | ERCOT | 2018 | 6.69 | 22.78
ERCOT | ERCOT | 2019 | 7.9 | 22.9
ERCOT | ERCOT | 2020 | 26.42 | 37.14
ERCOT | ERCOT | 2021 | 14.86 | 27
ERCOT | ERCOT | 2022 | 0.18 | 11.98
ERCOT | ERCOT | 2023 | -24.31 | -7.56
SPP | SPP | 2016 | -8.02 | 14.2
SPP | SPP | 2017 | -20.3 | 8.13
SPP | SPP | 2018 | -0.96 | 20.67
SPP | SPP | 2019 | 9.98 | 24.9
SPP | SPP | 2020 | 19.88 | 34.65
SPP | SPP | 2021 | 14.15 | 31.97
SPP | SPP | 2022 | 9.73 | 21.21
SPP | SPP | 2023 | 0.15 | 16.95
MISO | MISO | 2013 | -150.79 | -86.79
MISO | MISO | 2014 | -137.17 | -79
MISO | MISO | 2015 | -136.74 | -75.12
MISO | MISO | 2016 | -72.31 | -37.51
MISO | MISO | 2017 | -61.85 | -30.7
MISO | MISO | 2018 | -14.23 | 1.79
MISO | MISO | 2019 | -36.52 | -14.03
MISO | MISO | 2020 | -9.62 | 6.58
MISO | MISO | 2021 | 7.59 | 21.03
MISO | MISO | 2022 | -18.72 | -4.24
MISO | MISO | 2023 | -31.26 | -13.01
PJM | PJM | 2009 | -419.78 | -251.51
PJM | PJM | 2010 | -326 | -193.83
PJM | PJM | 2011 | -234.41 | -133.53
PJM | PJM | 2012 | -211.58 | -119.23
PJM | PJM | 2013 | -179.72 | -99.81
PJM | PJM | 2014 | -114.17 | -60.48
PJM | PJM | 2015 | -77.09 | -36.04
PJM | PJM | 2016 | -76.8 | -34.61
PJM | PJM | 2017 | -45.16 | -14.46
PJM | PJM | 2018 | -38.92 | -9.84
PJM | PJM | 2019 | -19.83 | 0.28
PJM | PJM | 2020 | -10.81 | 8.11
PJM | PJM | 2021 | 1.5 | 16.27
PJM | PJM | 2022 | -23.29 | -7.23
PJM | PJM | 2023 | -37.64 | -15.87
NYISO | NYISO | 2011 | -240.98 | -133.2
NYISO | NYISO | 2016 | -96.46 | -44.02
NYISO | NYISO | 2017 | -84.19 | -40.38
NYISO | NYISO | 2018 | -41.4 | -6.49
NYISO | NYISO | 2019 | -56.36 | -26.02
NYISO | NYISO | 2020 | -57.95 | -27.21
NYISO | NYISO | 2021 | 10.15 | 22.21
NYISO | NYISO | 2022 | -46.78 | -22.06
NYISO | NYISO | 2023 | -62.29 | -33.99
ISONE | ISONE | 2014 | -218.1 | -128.05
ISONE | ISONE | 2016 | -151.48 | -85.93
ISONE | ISONE | 2017 | -110.29 | -60.74
ISONE | ISONE | 2018 | -67.74 | -32.92
ISONE | ISONE | 2019 | -52.84 | -25.76
ISONE | ISONE | 2020 | -38.62 | -13.51
ISONE | ISONE | 2021 | -38.43 | -14.45
ISONE | ISONE | 2022 | -46.8 | -26.33
ISONE | ISONE | 2023 | -59.74 | -33.29
West (non-ISO) | AZPS | 2011 | -152.16 | -82.68
West (non-ISO) | AZPS | 2012 | -133.63 | -70.29
West (non-ISO) | AZPS | 2013 | -94.34 | -45.9
West (non-ISO) | AZPS | 2014 | -65.27 | -29.4
West (non-ISO) | AZPS | 2015 | -45.81 | -16.03
West (non-ISO) | AZPS | 2017 | -15.67 | 5.58
West (non-ISO) | AZPS | 2023 | -37.17 | -20.83
West (non-ISO) | BANC | 2011 | -169.2 | -95.33
West (non-ISO) | BANC | 2012 | -106.54 | -51.28
West (non-ISO) | BANC | 2016 | -47.13 | -11.49
West (non-ISO) | BANC | 2020 | 11.71 | 29.7
West (non-ISO) | BANC | 2021 | 10.21 | 24.17
West (non-ISO) | BPAT | 2019 | -27.27 | -6.33
West (non-ISO) | BPAT | 2020 | -34.14 | -9.91
West (non-ISO) | BPAT | 2022 | -0.17 | 9.01
West (non-ISO) | IID | 2012 | -155.18 | -91.23
West (non-ISO) | IID | 2013 | -78.84 | -39.31
West (non-ISO) | IID | 2014 | -93.68 | -48.62
West (non-ISO) | IID | 2015 | -80.03 | -42.27
West (non-ISO) | IID | 2016 | -87.27 | -47.36
West (non-ISO) | IID | 2017 | -50.61 | -23.09
West (non-ISO) | IID | 2018 | -36.47 | -12.26
West (non-ISO) | IID | 2019 | -14.11 | 1.42
West (non-ISO) | IID | 2022 | -43.29 | -26.73
West (non-ISO) | IPCO | 2016 | -18.59 | 5.63
West (non-ISO) | IPCO | 2017 | -27.62 | 0.09
West (non-ISO) | IPCO | 2020 | 14.05 | 28.89
West (non-ISO) | IPCO | 2022 | 2.17 | 13.87
West (non-ISO) | IPCO | 2023 | -15.92 | -0.99
West (non-ISO) | LDWP | 2012 | -299.1 | -179
West (non-ISO) | LDWP | 2013 | -437 | -265.47
West (non-ISO) | LDWP | 2015 | -46.94 | -18.96
West (non-ISO) | LDWP | 2016 | -31.39 | -5.95
West (non-ISO) | LDWP | 2017 | -16.67 | 3.58
West (non-ISO) | LDWP | 2019 | -38.19 | -13.28
West (non-ISO) | NEVP | 2007 | -350.3 | -207.7
West (non-ISO) | NEVP | 2012 | -124.89 | -66.9
West (non-ISO) | NEVP | 2013 | -82.39 | -39.28
West (non-ISO) | NEVP | 2014 | -76.84 | -35.66
West (non-ISO) | NEVP | 2015 | -82.58 | -40.28
West (non-ISO) | NEVP | 2016 | -51.21 | -22.07
West (non-ISO) | NEVP | 2017 | -28.69 | -5.77
West (non-ISO) | NEVP | 2018 | -131.84 | -77.04
West (non-ISO) | NEVP | 2019 | 1.92 | 12.87
West (non-ISO) | NEVP | 2020 | -6.53 | 7.21
West (non-ISO) | NEVP | 2021 | 5.95 | 14.34
West (non-ISO) | NEVP | 2022 | 8.82 | 16.43
West (non-ISO) | NEVP | 2023 | -18.9 | -3.1
West (non-ISO) | PACE | 2015 | -30.4 | -6.17
West (non-ISO) | PACE | 2016 | -18.08 | 0.93
West (non-ISO) | PACE | 2018 | -1.89 | 14.12
West (non-ISO) | PACE | 2019 | 1.7 | 17.49
West (non-ISO) | PACE | 2020 | 1.75 | 13.41
West (non-ISO) | PACE | 2021 | 13.38 | 22.14
West (non-ISO) | PACE | 2022 | -7.75 | 4.47
West (non-ISO) | PACE | 2023 | -12.27 | 2.74
West (non-ISO) | PACW | 2016 | -72.39 | -35.39
West (non-ISO) | PACW | 2017 | -28.12 | -6.34
West (non-ISO) | PACW | 2018 | -30.19 | -6.61
West (non-ISO) | PACW | 2019 | -12.49 | 5.56
West (non-ISO) | PACW | 2020 | -50.1 | -18.14
West (non-ISO) | PACW | 2021 | 28.48 | 34.38
West (non-ISO) | PACW | 2023 | -33.26 | -14.27
West (non-ISO) | PNM | 2013 | -76.07 | -33.78
West (non-ISO) | PNM | 2014 | -26.58 | -0.89
West (non-ISO) | PNM | 2015 | -19.5 | 2.17
West (non-ISO) | PNM | 2017 | -29.17 | -2.98
West (non-ISO) | PNM | 2018 | -6.13 | 11.04
West (non-ISO) | PNM | 2019 | 11.55 | 21.08
West (non-ISO) | PNM | 2020 | 16.8 | 25.38
West (non-ISO) | PNM | 2022 | -6.28 | 4.41
West (non-ISO) | PNM | 2023 | -21.43 | -7.51
West (non-ISO) | PSCO | 2007 | -372.86 | -221.99
West (non-ISO) | PSCO | 2010 | -140.97 | -73.39
West (non-ISO) | PSCO | 2011 | -112.13 | -55.41
West (non-ISO) | PSCO | 2012 | -186.37 | -107.03
West (non-ISO) | PSCO | 2015 | -52.88 | -18.98
West (non-ISO) | PSCO | 2016 | -25.37 | -0.57
West (non-ISO) | PSCO | 2017 | -13.56 | 8.32
West (non-ISO) | PSCO | 2018 | 0.32 | 17.03
West (non-ISO) | PSCO | 2019 | -14.13 | 3.22
West (non-ISO) | PSCO | 2021 | 6.22 | 17.92
West (non-ISO) | PSCO | 2022 | -6.43 | 3.14
West (non-ISO) | PSCO | 2023 | -2.56 | 12.62
West (non-ISO) | SRP | 2011 | -110.12 | -52.15
West (non-ISO) | SRP | 2012 | -101.33 | -46.87
West (non-ISO) | SRP | 2015 | -17.35 | 4.4
West (non-ISO) | SRP | 2016 | -21.06 | 1.05
West (non-ISO) | SRP | 2018 | -30.08 | -4.44
West (non-ISO) | SRP | 2020 | 21.63 | 30.14
West (non-ISO) | SRP | 2021 | 16.47 | 25.61
West (non-ISO) | SRP | 2022 | 7.16 | 15.32
West (non-ISO) | SRP | 2023 | -22.22 | -7.53
West (non-ISO) | TEPC | 2012 | -83.28 | -35.44
West (non-ISO) | TEPC | 2013 | -77.59 | -32.75
West (non-ISO) | TEPC | 2014 | -137.53 | -73.41
West (non-ISO) | TEPC | 2015 | -44.17 | -15.08
West (non-ISO) | TEPC | 2016 | -32.14 | -8.04
West (non-ISO) | TEPC | 2017 | -92.78 | -50.13
West (non-ISO) | TEPC | 2018 | 8.34 | 21.84
West (non-ISO) | TEPC | 2021 | 14.76 | 21.83
West (non-ISO) | TEPC | 2022 | -19.88 | -4.55
West (non-ISO) | WACM | 2010 | -128.87 | -68.22
West (non-ISO) | WACM | 2011 | -112.61 | -54.98
West (non-ISO) | WACM | 2016 | -34.41 | -6.81
West (non-ISO) | WACM | 2019 | 21.53 | 31.83
West (non-ISO) | WACM | 2020 | 14.63 | 28.09
West (non-ISO) | WACM | 2022 | 1.96 | 17.38
West (non-ISO) | WACM | 2023 | -8.52 | 9.39
West (non-ISO) | WALC | 2016 | -16.84 | 4.57
West (non-ISO) | WALC | 2017 | 3.03 | 17.68
West (non-ISO) | WALC | 2020 | 22.7 | 32.4
West (non-ISO) | WALC | 2021 | 13.79 | 24.27
West (non-ISO) | WALC | 2023 | -15.4 | 3.67
Southeast (non-ISO) | CPLE | 2012 | -136.82 | -75.57
Southeast (non-ISO) | CPLE | 2015 | -63.58 | -32.08
Southeast (non-ISO) | CPLE | 2016 | -53.12 | -24.44
Southeast (non-ISO) | CPLE | 2017 | -51.71 | -24.05
Southeast (non-ISO) | CPLE | 2018 | -33.8 | -13.23
Southeast (non-ISO) | CPLE | 2019 | -17.97 | -3.2
Southeast (non-ISO) | CPLE | 2020 | -35.03 | -11.97
Southeast (non-ISO) | CPLE | 2021 | -11.66 | 2.31
Southeast (non-ISO) | CPLE | 2022 | -38.64 | -20.22
Southeast (non-ISO) | CPLE | 2023 | -27.28 | -10.65
Southeast (non-ISO) | DUK | 2013 | -156.82 | -82.9
Southeast (non-ISO) | DUK | 2015 | -66.56 | -26.69
Southeast (non-ISO) | DUK | 2016 | -26.64 | -0.36
Southeast (non-ISO) | DUK | 2017 | -39.05 | -10.1
Southeast (non-ISO) | DUK | 2018 | -21.72 | 3.49
Southeast (non-ISO) | DUK | 2020 | 7.32 | 23.34
Southeast (non-ISO) | DUK | 2021 | 12.95 | 28.46
Southeast (non-ISO) | DUK | 2022 | 3.51 | 17.03
Southeast (non-ISO) | DUK | 2023 | -42.77 | -18.57
Southeast (non-ISO) | FPC | 2011 | -181.97 | -95.65
Southeast (non-ISO) | FPC | 2016 | -63.1 | -24.51
Southeast (non-ISO) | FPC | 2017 | -24.95 | 0.65
Southeast (non-ISO) | FPC | 2018 | 8.67 | 25.38
Southeast (non-ISO) | FPC | 2019 | 7.77 | 23.4
Southeast (non-ISO) | FPC | 2020 | 13.69 | 28.63
Southeast (non-ISO) | FPC | 2021 | 25.72 | 37.58
Southeast (non-ISO) | FPC | 2022 | -1.84 | 11.15
Southeast (non-ISO) | FPC | 2023 | -6.66 | 8.04
Southeast (non-ISO) | FPL | 2009 | -273.19 | -152.39
Southeast (non-ISO) | FPL | 2010 | -347.89 | -199.43
Southeast (non-ISO) | FPL | 2016 | -26.97 | -1.53
Southeast (non-ISO) | FPL | 2018 | 9.98 | 24.01
Southeast (non-ISO) | FPL | 2019 | 15.13 | 27.55
Southeast (non-ISO) | FPL | 2020 | 18.85 | 30.57
Southeast (non-ISO) | FPL | 2021 | 25.13 | 34.41
Southeast (non-ISO) | FPL | 2022 | 6.77 | 16.92
Southeast (non-ISO) | FPL | 2023 | -2.01 | 13.02
Southeast (non-ISO) | SCEG | 2016 | -35.18 | -8.45
Southeast (non-ISO) | SCEG | 2017 | -16.84 | 3.04
Southeast (non-ISO) | SCEG | 2018 | -21.94 | 1.31
Southeast (non-ISO) | SCEG | 2019 | -9.94 | 7.09
Southeast (non-ISO) | SCEG | 2020 | -0.95 | 15
Southeast (non-ISO) | SCEG | 2022 | -10.68 | 4.01
Southeast (non-ISO) | SOCO | 2013 | -107.58 | -51.44
Southeast (non-ISO) | SOCO | 2014 | -43.59 | -11.91
Southeast (non-ISO) | SOCO | 2015 | -33.94 | -4.38
Southeast (non-ISO) | SOCO | 2016 | -31.99 | -2.88
Southeast (non-ISO) | SOCO | 2017 | -25.08 | 2.46
Southeast (non-ISO) | SOCO | 2018 | -30.17 | -0.24
Southeast (non-ISO) | SOCO | 2019 | 23.78 | 34.25
Southeast (non-ISO) | SOCO | 2020 | 22.7 | 35.56
Southeast (non-ISO) | SOCO | 2021 | 22.68 | 36.88
Southeast (non-ISO) | SOCO | 2022 | 0.38 | 16.95
Southeast (non-ISO) | SOCO | 2023 | -14.97 | 2.79
Southeast (non-ISO) | TEC | 2017 | -44.24 | -13.62
Southeast (non-ISO) | TEC | 2018 | -11.95 | 6.76
Southeast (non-ISO) | TEC | 2019 | -11.67 | 5.55
Southeast (non-ISO) | TEC | 2020 | -9.6 | 7.5
Southeast (non-ISO) | TEC | 2021 | 2.95 | 16.1
Southeast (non-ISO) | TEC | 2022 | -17.14 | -3.11
Southeast (non-ISO) | TEC | 2023 | -30.72 | -15.67
Southeast (non-ISO) | TVA | 2012 | -158.42 | -86.97
Southeast (non-ISO) | TVA | 2014 | -60.68 | -24.04
Southeast (non-ISO) | TVA | 2016 | -27.66 | -0.35
Southeast (non-ISO) | TVA | 2017 | -55.04 | -19.05
Southeast (non-ISO) | TVA | 2018 | -24.97 | 2.8
Southeast (non-ISO) | TVA | 2021 | 14.73 | 30.86
Southeast (non-ISO) | TVA | 2022 | 19.91 | 28.91
Southeast (non-ISO) | TVA | 2023 | -16.93 | 3.3

## All Capacity in Queues
Generation and storage capacity in 56 selected interconnection queues from 2014 to 2024, by resource type
Source: Berkeley Lab review of interconnection queues
All
|  |  | Standalone | Hybrid | Standalone | Hybrid | Total |  | Resources
|  |  | Prior | Prior | New | New | GW |  | Total GW
Solar |  | 2014 | 25.0524 | 0 | 19.5117 | 0 | 44.5641 | 2014 | 325.8333
|  | 2015 | 33.0551 | 0 | 23.7635 | 0 | 56.8186 | 2015 | 364.7007
|  | 2016 | 36.9775 | 0 | 83.3325 | 0 | 120.31 | 2016 | 424.7908
| 2014- | 2017 | 83.5783 | 0 | 104.931 | 0 | 188.5093 | 2017 | 510.3834
|  | 2018 | 138.1984 | 11.5563 | 115.5446 | 17.6667 | 282.966 | 2018 | 643.7327
|  | 2019 | 155.4988 | 43.0001 | 109.7847 | 58.5831 | 366.8667 | 2019 | 735.8521
|  | 2020 | 195.5608 | 95.9643 | 107.6153 | 63.3043 | 462.4447 | 2020 | 964.9159
| 2024 | 2021 | 263.7425 | 145.9926 | 126.3368 | 138.1858 | 674.2577 | 2021 | 1449.5098
|  | 2022 | 332.339 | 264.084 | 158.4142 | 192.3991 | 947.2363 | 2022 | 2035.6493
|  | 2023 | 436.3016 | 336.124 | 77.2043 | 234.988 | 1084.6179 | 2023 | 2586.2343
|  | 2024 | 406.8244 | 388.4558 | 98.1978 | 63.0044 | 956.4824 | 2024 | 2288.7557
Storage |  | 2014 | 0 |  | 0 |  | 0
|  | 2015 | 1.7607 |  | 5.5424 |  | 7.3031
|  | 2016 | 5.1003 |  | 6.6378 |  | 11.7382
|  | 2017 | 10.0559 |  | 8.8264 |  | 18.8824
| 2014- | 2018 | 9.4105 |  | 19.6234 |  | 29.0339
|  | 2019 | 18.067 |  | 37.3364 |  | 55.4033
|  | 2020 | 42.2352 | 67.1319 | 50.997 | 44.5985 | 204.9625
| 2024 | 2021 | 79.9018 | 100.5197 | 139.9617 | 105.9104 | 426.2935
|  | 2022 | 196.6838 | 203.2051 | 128.257 | 154.4619 | 682.6078
|  | 2023 | 276.1288 | 297.8984 | 226.8475 | 227.0774 | 1027.9521
|  | 2024 | 337.571 | 365.4644 | 129.1828 | 58.1351 | 890.3533
Wind |  | 2014 | 66.6734 | 0 | 29.2025 | 0 | 95.8759
|  | 2015 | 65.0273 | 0 | 44.5626 | 0 | 109.5898
|  | 2016 | 74.7513 | 0 | 66.9242 | 0 | 141.6755
| 2014- | 2017 | 98.7262 | 0 | 81.4483 | 0 | 180.1745
|  | 2018 | 138.1431 | 2.19 | 91.0017 | 0.8284 | 232.1632
|  | 2019 | 158.9488 | 2.3705 | 55.64 | 8.5429 | 225.5022
|  | 2020 | 151.4145 | 2.952 | 44.4953 | 10.277 | 209.1388
| 2024 | 2021 | 166.6893 | 7.838 | 63.8587 | 11.566 | 249.952
|  | 2022 | 196.2569 | 14.081 | 79.5196 | 10.293 | 300.1505
|  | 2023 | 236.6341 | 21.593 | 80.3842 | 26.15 | 364.7613
|  | 2024 | 186.0722 | 19.7084 | 62.0902 | 1.9236 | 269.7944
Gas |  | 2014 | 79.9664 | 0 | 65.1747 | 0 | 145.1411
|  | 2015 | 105.1196 | 0 | 58.2297 | 0 | 163.3493
|  | 2016 | 93.6194 | 0 | 39.7563 | 0 | 133.3757
| 2014- | 2017 | 74.7701 | 0 | 36.1004 | 0 | 110.8705
|  | 2018 | 58.2473 | 0.106 | 27.4209 | 0.23845 | 86.0127
|  | 2019 | 48.2793 | 0.3488 | 28.447 | 0.1315 | 77.2066
| 2024 | 2020 | 48.0382 | 1.189 | 21.7908 | 2.972 | 73.99
|  | 2021 | 61.3679 | 2.153 | 11.2076 | 0.3194 | 75.0479
|  | 2022 | 50.8146 | 0.4284 | 17.67 | 13.407 | 82.32
|  | 2023 | 47.7871 | 4.2942 | 21.5839 | 5.525 | 79.1902
|  | 2024 | 66.1744 | 7.9208 | 57.1784 | 4.951 | 136.2246
Other |  | 2014 | 18.3491 |  | 7.0573 |  | 25.4064
|  | 2015 | 9.3649 |  | 3.797 |  | 13.1619
|  | 2016 | 6.0331 |  | 4.4391 |  | 10.4722
| 2014- | 2017 | 3.989 |  | 2.2445 |  | 6.2335
|  | 2018 | 3.622 |  | 2.9675 |  | 6.5894
|  | 2019 | 4.1023 |  | 0.5454 |  | 4.6477
| 2024 | 2020 | 5.5561 | 0.0672 | 0.6873 | 1.6292 | 7.9399
|  | 2021 | 8.3294 | 3.985 | 2.167 | 2.21 | 16.6914
|  | 2022 | 8.0959 | 3.199 | 1.2281 | 2.869 | 15.392
|  | 2023 | 9.3206 | 6.675 | 3.5215 | 0 | 19.5171
|  | 2024 | 16.2256 | 7.5332 | 2.6597 | 2.7064 | 29.125
Nuclear |  | 2014 | 7.021 |  | 4.205 |  | 11.226
|  | 2015 | 10.817 |  | 0 |  | 10.817
|  | 2016 | 5.392 |  | 0.9522 |  | 6.3442
| 2014- | 2017 | 5.4397 |  | 0.0806 |  | 5.5203
|  | 2018 | 5.4423 |  | 0.7061 |  | 6.1484
|  | 2019 | 6.1255 |  | 0.05 |  | 6.1755
| 2024 | 2020 | 6.1243 |  | 0.185 |  | 6.3093
|  | 2021 | 6.3093 |  | 0.015 |  | 6.3243
|  | 2022 | 5.957 |  | 0.5 |  | 6.457
|  | 2023 | 6.4 |  | 3.59 |  | 9.99
|  |  | 4.97 |  | 0.3471 |  | 5.3171
Coal |  | 2014 | 1.783 |  | 1.8368 |  | 3.6198
|  | 2015 | 3.169 |  | 0.492 |  | 3.661
|  | 2016 | 0.845 |  | 0.03 |  | 0.875
| 2014- | 2017 | 0.179 |  | 0.014 |  | 0.193
|  | 2018 | 0.083 |  | 0.736 |  | 0.819
|  | 2019 | 0.039 |  | 0.011 |  | 0.05
| 2024 | 2020 | 0.1307 |  | 0 |  | 0.1307
|  | 2021 | 0.943 |  | 0 |  | 0.943
|  | 2022 | 1.4857 |  | 0 |  | 1.4857
|  | 2023 | 0.1487 |  | 0.057 |  | 0.2057
|  | 2024 | 1.4589 |  | 0 |  | 1.4589

## Solar GW in Queues by Region
Solar generation capacity in 56 selected interconnection queues from 2014 to 2024, by region
Source: Berkeley Lab review of interconnection queues
All
|  |  | Standalone | Hybrid | Standalone | Hybrid | Total |  | Regions
|  |  | Prior | Prior | New | New | GW |  | Total GW
MISO |  | 2014 | 0.06 | 0 | 1.3184 | 0 | 1.3784 | 2014 | 44.5641
|  | 2015 | 0.91403 | 0 | 1.5754 | 0 | 2.4894 | 2015 | 56.8186
|  | 2016 | 1.4083 | 0 | 7.7725 | 0 | 9.1808 | 2016 | 120.31
|  | 2017 | 3.8924 | 0 | 11.0702 | 0 | 14.9626 | 2017 | 188.5093
| 2014- | 2018 | 12.0203 | 0.35 | 20.5624 | 1.45 | 34.3826 | 2018 | 282.966
|  | 2019 | 18.7036 | 2.15 | 23.1862 | 6.3867 | 50.4264 | 2019 | 367.1517
|  | 2020 | 28.1168 | 6.957 | 24.53 | 4.487 | 64.0908 | 2020 | 462.4447
| 24 | 2021 | 51.3028 | 12.524 | 30.869 | 17.629 | 112.3248 | 2021 | 674.2577
|  | 2022 | 60.1268 | 21.419 | 80.259 | 52.061 | 213.8658 | 2022 | 947.2366
|  | 2023 | 150.6438 | 37.379 | 1.089 | 0.033 | 189.1448 | 2023 | 1084.6178
|  | 2024 | 134.3473 | 42.8888 | 55.2182 | 9.7338 | 242.188 | 2024 | 956.4768
West (non-ISO) |  | 2014 | 9.8279 | 0 | 4.4917 | 0 | 14.3196
|  | 2015 | 10.2991 | 0 | 4.4292 | 0 | 14.7283
|  | 2016 | 5.6327 | 0 | 19.0956 | 0 | 24.7284
|  | 2017 | 20.8014 | 0 | 24.7224 | 0 | 45.5238
| 2014- | 2018 | 37.3237 | 0 | 36.559 | 0 | 73.8827
|  | 2019 | 26.8398 | 18.268 | 10.6702 | 19.2895 | 75.0675
|  | 2020 | 23.3029 | 35.4479 | 5.7111 | 23.263 | 87.7248
| 24 | 2021 | 19.4474 | 50.221 | 14.9033 | 52.957 | 137.5288
|  | 2022 | 30.9837 | 99.735 | 16.5117 | 106.49 | 253.7203
|  | 2023 | 34.4876 | 129.008 | 17.2815 | 96.9336 | 277.7107
|  | 2024 | 33.2588 | 155.8135 | 4.3187 | 30.0324 | 223.4234
ERCOT |  | 2014 | 2.047 | 0 | 4.378 | 0 | 6.425
|  | 2015 | 6.126 | 0 | 2.383 | 0 | 8.509
|  | 2016 | 8.743 | 0 | 4.981 | 0 | 13.724
|  | 2017 | 13.29 | 0 | 10.833 | 0 | 24.123
| 2014- | 2018 | 24.1514 | 0.402 | 9.1801 | 2.6619 | 36.3954
|  | 2019 | 22.2981 | 2.8961 | 24.1835 | 4.1541 | 53.5317
|  | 2020 | 37.1662 | 9.63 | 14.501 | 3.812 | 65.1092
| 24 | 2021 | 45.568 | 17 | 12.92 | 5.08 | 80.568
|  | 2022 | 52.3134 | 32.913 | 10.978 | 12.398 | 108.6024
|  | 2023 | 50.8114 | 44.989 | 11.6258 | 13.946 | 121.3722
|  | 2024 | 61.1113 | 50.7181 | 13.0198 | 14.5689 | 139.4182
PJM |  | 2014 | 0.8701 | 0 | 1.5619 | 0 | 2.432
|  | 2015 | 1.7732 | 0 | 1.6971 | 0 | 3.4703
|  | 2016 | 1.7651 | 0 | 12.9459 | 0 | 14.711
|  | 2017 | 8.5553 | 0 | 10.1534 | 0 | 18.7088
| 2014- | 2018 | 13.8977 | 0.1 | 14.0285 | 2.3289 | 30.3551
|  | 2019 | 22.3126 | 1.9578 | 24.6135 | 7.9233 | 56.8072
|  | 2020 | 37.4079 | 9.381 | 34.4876 | 7.8467 | 89.1231
| 24 | 2021 | 70.2125 | 16.9762 | 45.5741 | 14.623 | 147.3858
|  | 2022 | 110.9153 | 30.5617 | 13.4625 | 9.292 | 164.2315
|  | 2023 | 112.6817 | 34.6264 | 1.064 | 1.667 | 150.0391
|  | 2024 | 79.2507 | 24.1586 | 0 | 0 | 103.4092
CAISO |  | 2014 | 11.0089 | 0 | 3.014 | 0 | 14.0229
|  | 2015 | 11.2139 | 0 | 7.911 | 0 | 19.1249
|  | 2016 | 15.4928 | 0 | 16.0559 | 0 | 31.5487
|  | 2017 | 21.1046 | 0 | 10.5703 | 0 | 31.6749
| 2014- | 2018 | 17.1617 | 8.534 | 2.577 | 9.0599 | 37.3327
|  | 2019 | 13.8611 | 12.4713 | 0.78808 | 16.7439 | 43.8644
|  | 2020 | 5.41 | 25.801 | 0.005 | 16.091 | 47.307
| 24 | 2021 | 2.976 | 33.72 | 0.4 | 37.096 | 74.192
|  | 2022 | 1.75 | 62.535 | 0 | 0 | 64.285
|  | 2023 | 1.436 | 58.888 | 2.235 | 99.439 | 161.998
|  | 2024 | 6.7905 | 84.0656 | 0 | 0 | 90.8561
Southeast (non-ISO) |  | 2014 | 1.2075 | 0 | 3.423 | 0 | 4.6305
|  | 2015 | 2.3336 | 0 | 3.6807 | 0 | 6.0143
|  | 2016 | 2.1774 | 0 | 19.008 | 0 | 21.1854
|  | 2017 | 12.2241 | 0 | 21.3044 | 0 | 33.5285
| 2014- | 2018 | 17.2789 | 0 | 22.0812 | 0 | 39.3601
|  | 2019 | 26.6939 | 0.438 | 17.6303 | 2.2456 | 47.0078
|  | 2020 | 33.4883 | 2.134 | 16.0169 | 5.448 | 57.0872
| 24 | 2021 | 35.7457 | 6.973 | 5.5172 | 9.456 | 57.6919
|  | 2022 | 30.3406 | 5.91 | 21.601 | 8.131 | 65.9826
|  | 2023 | 38.6516 | 21.731 | 24.7438 | 12.107 | 97.2334
|  | 2024 | 45.7942 | 17.4105 | 11.6273 | 2.2197 | 77.0517
SPP |  | 2014 | 0.025 | 0 | 1.1144 | 0 | 1.1394
|  | 2015 | 0.3604 | 0 | 1.5381 | 0 | 1.8985
|  | 2016 | 1.2792 | 0 | 2.4946 | 0 | 3.7738
|  | 2017 | 2.4673 | 0 | 14.58 | 0 | 17.0473
| 2014- | 2018 | 13.6961 | 2.1702 | 7.284 | 2.156 | 25.3063
|  | 2019 | 19.3902 | 4.9269 | 2.8818 | 1.47 | 28.6689
|  | 2020 | 20.0558 | 6.108 | 7.795 | 1.798 | 35.7568
| 24 | 2021 | 24.75 | 7.855 | 10.159 | 0 | 42.764
|  | 2022 | 30.037 | 7.678 | 12.087 | 1.675 | 51.477
|  | 2023 | 29.99 | 3.939 | 17.023 | 9.609 | 60.561
|  | 2024 | 37.3396 | 11.1383 | 7.617 | 1.843 | 57.9379
NYISO |  | 2014 | 0 | 0 | 0.2103 | 0 | 0.2103
|  | 2015 | 0.025 | 0 | 0.128 | 0 | 0.153
|  | 2016 | 0.153 | 0 | 0.59 | 0 | 0.743
|  | 2017 | 0.599 | 0 | 1.3748 | 0 | 1.9738
| 2014- | 2018 | 1.5698 | 0 | 2.5867 | 0.01 | 4.1665
|  | 2019 | 4.3373 | 0.177 | 5.1922 | 0.37 | 10.0765
|  | 2020 | 8.246 | 0.49 | 3.433 | 0.1 | 12.269
| 24 | 2021 | 11.337 | 0.27 | 5.012 | 0.743 | 17.362
|  | 2022 | 12.919 | 2.324 | 2.356 | 1.368 | 18.967
|  | 2023 | 13.9544 | 3.6893 | 1.2532 | 1.1337 | 20.0306
|  | 2024 | 5.4805 | 0.88 | 6.0831 | 4.4386 | 16.8822
ISONE |  | 2014 | 0.006 | 0 | 0 | 0 | 0.006
|  | 2015 | 0.01 | 0 | 0.421 | 0 | 0.431
|  | 2016 | 0.32597 | 0 | 0.389 | 0 | 0.71497
|  | 2017 | 0.6442 | 0 | 0.32248 | 0 | 0.96668
| 2014- | 2018 | 1.0988 | 0 | 0.6859 | 0 | 1.7847
|  | 2019 | 1.0623 | 0 | 0.6389 | 0 | 1.7012
|  | 2020 | 2.3669 | 0.0154 | 1.1358 | 0.4586 | 3.9767
| 24 | 2021 | 2.403 | 0.4534 | 0.9822 | 0.6018 | 4.4404
|  | 2022 | 2.9532 | 1.0086 | 1.159 | 0.9841 | 6.1049
|  | 2023 | 3.6451 | 1.8742 | 0.889 | 0.1197 | 6.528
|  | 2024 | 3.4484 | 1.3799 | 0.31375 | 0.16799 | 5.31

## Solar GW in Queues by Status
Solar generation capacity by proposed online year and interconnection process status at the end of 2024
Source: Berkeley Lab review of interconnection queues | [6 empty] | Source: Berkeley Lab review of interconnection queues
Notes: (1) 17% of active solar capacity in interconnection queues excluded from analysis by proposed online year due to data limitations. | [6 empty] | Notes: Includes data from 7 ISOs and 32 non-ISO BAs which provide comprehensive status information
(2) Proposed online dates are included in the developer’s original interconnection request, and may differ from actual online date.
(3) Study status categories are simplified; some correspond to the process pre-FERC Order No. 2023 reforms
Total active solar capacity in 56 queues (7 ISOs, 49 non-ISO balancing areas) at end of 2024 | [6 empty] | Current status for requests submitted 2000-2019
| Not Started | In Progress/Unknown | Feasibility Study | SIS/Cluster | Facility Study | IA Draft/Executed |  | By number of requests |  | By capacity (MW) of requests
<2024 | 0 | 14.614 | 2.3841 | 17.911 | 10.1678 | 27.793 |  | Solar + Battery | Solar | Solar + Battery | Solar
2024 | 0 | 31.002 | 1.423 | 25.552 | 3.174 | 19.567 | Operational | 64 | 978 | 16924.736 | 57279.0192
2025 | 0.07625 | 45.477 | 0 | 35.511 | 10.0207 | 43.733 | Active | 201 | 806 | 71755.8786 | 101405.365
2026 | 0.10333 | 53.253 | 0.6498 | 38.157 | 29.092 | 37.471 | Suspended | 18 | 138 | 3254 | 12778.655
2027 | 0.15376 | 37.903 | 0.0749 | 30.273 | 38.2244 | 30.905 | Withdrawn | 423 | 5394 | 95412.3486 | 433892.9933
2028 | 14.0675 | 23.305 | 0 | 22.585 | 25.7626 | 14.007
2029 | 9.2281 | 8.191 | 0 | 12.188 | 9.4337 | 6.736 | Operational | 9.065% | 13.37% | 9.034% | 9.462%
2030 | 6.9756 | 11.838 | 0 | 7.658 | 1.8471 | 4.874 | Active | 28.47% | 11.02% | 38.3% | 16.75%
>2030 | 9.6955 | 1.525 | 0 | 12.991 | 0.8203 | 2.201 | Suspended | 2.55% | 1.886% | 1.737% | 2.111%
[7 empty] | Withdrawn | 59.92% | 73.73% | 50.93% | 71.68%
By capacity of requests:
By number of requests:

## All Hybrid Capacity in Queues
Hybrid power plants in selected interconnection queues at end of 2024, including solar and wind hybrid configurations
[12 empty] | Region | % of Proposed Capacity Hybridizing in Each Region
[13 empty] | Solar | Wind | Natural Gas | Battery
[12 empty] | CAISO | 92.53% | 60% | 81.08% | 50.72%
[12 empty] | ERCOT | 46.83% | 3.665% | 3.235% | 23.13%
[12 empty] | ISO-NE | 29.15% | 0% | 69.45% | 7.119%
[12 empty] | MISO | 21.73% | 7.131% | 16.99% | 44.59%
[12 empty] | NYISO | 31.5% | 1.505% | 0% | 15.3%
[12 empty] | PJM | 23.36% | 0.4209% | 0% | 37.31%
[12 empty] | SPP | 22.41% | 1.906% | 4.237% | 35.54%
[12 empty] | Southeast (non-ISO) | 25.48% | 0% | 1.548% | 55.33%
[12 empty] | West (non-ISO) | 83.18% | 16.11% | 25.71% | 74.1%
[12 empty] | TOTAL | 47.2% | 8.416% | 9.449% | 48.1%
Notes: (1) Hybrid plants involving multiple generator types (e.g., wind+PV+storage, or just wind+PV)
show up in all generator categories, presuming the capacity is known for each generator type.
(2) Hybrid storage capacity is estimated using storage:generator ratios from projects that provide separate capacity data.
Source: Berkeley Lab review of interconnection queues
Total active capacity in 56 queues (7 ISOs, 49 non-ISO balancing areas) at end of 2024 |  |  |  |  | Total capacity in queues at end of 2024, by region
[6 empty] | Hybrid | Hybrid | Hybrid | Hybrid | Hybrid | Standalone | Standalone | Standalone | Standalone | Standalone | Standalone | Standalone | Standalone | Standalone | Standalone
[6 empty] | Wind* | Solar | Nat. Gas | Storage** | Other | Wind | Solar | Nat. Gas | Battery | Other Storage | Coal | Nuclear | Hydro | Geothermal | Other
| Hybrid | Standalone | Hybrid |  |  | Capacity (MW) | Capacity (MW) | Capacity (MW) | Capacity (MW) | Capacity (MW) | Capacity (MW) | Capacity (MW) | Capacity (MW) | Capacity (MW) | Capacity (MW) | Capacity (MW) | Capacity (MW) | Capacity (MW) | Capacity (MW) | Capacity (MW)
| GW | GW | % |  |  | end of 2024 | end of 2024 | end of 2024 | end of 2024 | end of 2024 | end of 2024 | end of 2024 | end of 2024 | end of 2024 | end of 2024 | end of 2024 | end of 2024 | end of 2024 | end of 2024 | end of 2024
Solar | 451.4602 | 505.0226 | 47.2% |  | CAISO | 6445.554 | 84065.6466 | 2809.14 | 83926.059 | 521.435 | 4296.4215 | 6790.4795 | 655.7 | 81535.013 | 1648.097 | 0 | 0 | 5 | 53 | 11.5
Storage | 423.98 | 466.7539 | 47.6% |  | ERCOT | 1172.39 | 65289.45 | 736.98 | 34784.53 | 0 | 30816.35 | 74134.82 | 22046.71 | 115617.03 | 1232 | 0 | 0 | 0 | 0 | 229.85
Wind | 22.8044 | 248.1624 | 8.416% |  | ISO-NE | 0 | 1547.8818 | 89.653 | 1536.0818 | 8.198 | 18532.1 | 3762.11 | 39.428 | 20039.6992 | 0 | 0 | 0 | 28.325 | 0 | 5.94
Natural Gas | 12.8718 | 123.3528 | 9.449% |  | MISO | 3858.92 | 52622.6 | 4491 | 50466.2084 | 7389.95 | 50252.72 | 189565.43 | 21934.93 | 62700.5 | 0 | 1310 | 153.1 | 201 | 0 | 2566.28
Other | 10.2396 | 18.9629 | 35.06% |  | NYISO | 350 | 5318.6 | 0 | 5668.6 | 0 | 22908.4 | 11563.62 | 1244.9 | 31382.26 | 0 | 0 | 0 | 0 | 0 | 49
[5 empty] | PJM | 150 | 24158.568 | 0 | 23994.7838 | 0 | 35490.9664 | 79250.651 | 7893.2 | 40323.02 | 0 | 29 | 0 | 88.05 | 0 | 80.374
*Note: Hybrid storage capacity is estimated using |  |  |  |  | SPP | 580 | 12981.3 | 640 | 13693.0532 | 0 | 29844.37 | 44956.592 | 14464.8 | 24839.72 | 0 | 0 | 0 | 0 | 0 | 427.9
storage:generator ratios from projects that provide |  |  |  |  | Southeast (non-ISO) | 0 | 19630.2 | 712 | 16877.1 | 0 | 2648.5 | 57421.455 | 45270.25 | 13623.967 | 216 | 119.9 | 3274 | 619.68 | 0 | 2129.2
separate capacity data |  |  |  |  | West (non-ISO) | 10247.5 | 185845.91 | 3393 | 193033.5902 | 2320 | 53372.6 | 37577.49 | 9802.89 | 67456.55 | 6140 | 0 | 1890 | 3524.91 | 1717.81 | 7225.12
[5 empty] | TOTAL | 22804.364 | 451460.1564 | 12871.773 | 423980.0064 | 10239.583 | 248162.4279 | 505022.6475 | 123352.808 | 457517.7592 | 9236.097 | 1458.9 | 5317.1 | 4466.965 | 1770.81 | 12725.164
*Hybrid wind capacity is slightly undercounted due to missing values in some interconnection queues
**Hybrid storage capacity is estimated using storage:generator ratios from projects that provide separate capacity data
Number* of wind and solar hybrid / co-located requests in queues at end of 2024, by configuration
| Wind Capacity in Hybrids (MW) |  |  |  |  | Solar Capacity in Hybrids (MW)
| Wind+ Storage | Wind+ Solar | Wind+ Solar+ Storage | Wind+ Other |  | Solar+ Storage | Solar+ Wind | Solar+ Wind+ Storage | Gas+Solar+ Battery | Solar+Other | Solar+Gas
CAISO | 10 | 0 | 5 | 0 |  | 241 | 0 | 5 | 0 | 0 | 0
ERCOT | 9 | 0 | 0 | 0 |  | 493 | 0 | 0 | 0 | 0 | 0
ISO-NE | 0 | 0 | 0 | 0 |  | 95 | 0 | 0 | 1 | 1 | 0
MISO | 8 | 2 | 7 | 4 |  | 262 | 2 | 7 | 0 | 18 | 0
NYISO | 1 | 0 | 0 | 0 |  | 33 | 0 | 0 | 0 | 0 | 0
PJM | 1 | 1 | 1 | 0 |  | 241 | 1 | 1 | 0 | 1 | 0
SPP | 3 | 2 | 1 | 0 |  | 52 | 2 | 1 | 0 | 0 | 1
Southeast (non-ISO) | 0 | 0 | 0 | 0 |  | 138 | 0 | 0 | 0 | 0 | 0
West (non-ISO) | 19 | 1 | 23 | 0 |  | 623 | 1 | 23 | 3 | 1 | 0
Total | 51 | 6 | 37 | 4 |  | 2178 | 6 | 37 | 4 | 21 | 1
*Capacity could not be accurately summed at this resolution because many queues do not provide separate capacity data for individual resource types in hybrid plant requests

## Individual_Project_Data
EIA ID | Project Name | Solar COD | Solar COD Year | Region | State | Latitude | Longitude | Avg GHI | Solar Tech Main | Solar Tech Sub | Solar Capacity MW-DC | Solar Capacity MW-AC | ILR | Mount | Tracking Type | Tilt | Azimuth | Hybrid? | Storage Tech | Storage Coupling | Storage COD Year | Storage Capacity MW | Storage Energy MWh | 2024 Energy Value ($/MWh) | 2024 Capacity Value ($/MWh) | PV LCOE no Tax Credits (2024$/MWh) | PV LCOE with Federal Tax Credits (2024$/MWh) | Offtaker Type | Levelized PV PPA 2024$/MWh | 2008 Capacity Factor | 2009 Capacity Factor | 2010 Capacity Factor | 2011 Capacity Factor | 2012 Capacity Factor | 2013 Capacity Factor | 2014 Capacity Factor | 2015 Capacity Factor | 2016 Capacity Factor | 2017 Capacity Factor | 2018 Capacity Factor | 2019 Capacity Factor | 2020 Capacity Factor | 2021 Capacity Factor | 2022 Capacity Factor | 2023 Capacity Factor | 2024 Capacity Factor
10437ret | Solar Energy Generating Systems (SEGS) II OLD (Sunray 2) | 1984-12-31 | 1984 | CAISO | CA | 34.863 | -116.8271 | 5.8493 | CSP | Trough |  | 13.8 |  | Tracking | Single Axis | Tracking | 180 | PV+Fossil | [9 empty] | Investor-owned Utility |  | 8.831% | 7.472% | 8.808% | 9.235% | 9.624% | 7.778% | 7.1% | 10.39%
10438ret | Solar Energy Generating Systems (SEGS) I OLD (Sunray 3) | 1985-12-31 | 1985 | CAISO | CA | 34.8678 | -116.8251 | 5.8493 | CSP | Trough |  | 30 |  | Tracking | Single Axis | Tracking | 180 | PV+Fossil | [9 empty] | Investor-owned Utility |  | 10.64% | 7.091% | 8.687% | 9.969% | 9.535% | 8.818% | 2.896%
10439 | Solar Energy Generating Systems (SEGS) III | 1986-12-31 | 1986 | CAISO | CA | 35.0062 | -117.5556 | 5.951 | CSP | Trough |  | 34.2 |  | Tracking | Single Axis | Tracking | 180 | PV+Fossil | [9 empty] | Investor-owned Utility |  | 22.97% | 21.02% | 20.04% | 20.48% | 18.93% | 18.97% | 18.16% | 17.38% | 15.51% | 14.73% | 14.64% | 12.76%
10440 | Solar Energy Generating Systems (SEGS) IV | 1986-12-31 | 1986 | CAISO | CA | 35.0129 | -117.5554 | 5.951 | CSP | Trough |  | 34.2 |  | Tracking | Single Axis | Tracking | 180 | PV+Fossil | [9 empty] | Investor-owned Utility |  | 23.08% | 21.22% | 21.06% | 19.25% | 20.78% | 19.47% | 18.13% | 17.73% | 16.32% | 14.41% | 14.82% | 13.97%
10441 | Solar Energy Generating Systems (SEGS) V | 1987-10-31 | 1987 | CAISO | CA | 35.0204 | -117.5556 | 5.951 | CSP | Trough |  | 34.2 |  | Tracking | Single Axis | Tracking | 180 | PV+Fossil | [9 empty] | Investor-owned Utility |  | 23.07% | 19.97% | 18.13% | 20.18% | 20.93% | 19.28% | 18.81% | 17.57% | 16.69% | 14.66% | 15.82% | 13.83%
10442 | Solar Energy Generating Systems (SEGS) VI | 1988-12-31 | 1988 | CAISO | CA | 35.0218 | -117.566 | 5.951 | CSP | Trough |  | 35 |  | Tracking | Single Axis | Tracking | 180 | PV+Fossil | [9 empty] | Investor-owned Utility |  | 21.84% | 20.47% | 20.74% | 19.35% | 18.24% | 17.14% | 16.49% | 15.31% | 13.31% | 11.87% | 11.17%
10443 | Solar Energy Generating Systems (SEGS) VII | 1988-12-31 | 1988 | CAISO | CA | 35.0151 | -117.5657 | 5.951 | CSP | Trough |  | 35 |  | Tracking | Single Axis | Tracking | 180 | PV+Fossil | [9 empty] | Investor-owned Utility |  | 21.2% | 19.23% | 19.19% | 18.71% | 17.61% | 15.72% | 15.25% | 12.32% | 9.914% | 10.63% | 9.118%
10444ret | Solar Energy Generating Systems (SEGS) VIII | 1989-12-31 | 1989 | CAISO | CA | 35.0318 | -117.3379 | 5.9372 | CSP | Trough |  | 92 |  | Tracking | Single Axis | Tracking | 180 | PV+Fossil | [9 empty] | Investor-owned Utility |  | 17.53% | 17.06% | 20.23% | 19.78% | 18.79% | 18.34% | 18.88% | 17.92% | 18.22% | 16.03% | 17.24% | 15.64% | 14.82%
10446 | Solar Energy Generating Systems (SEGS) IX | 1990-10-31 | 1990 | CAISO | CA | 35.0319 | -117.3562 | 5.9372 | CSP | Trough |  | 92 |  | Tracking | Single Axis | Tracking | 180 | PV+Fossil | [9 empty] | Investor-owned Utility |  | 19.45% | 18.13% | 21.26% | 20.82% | 21.24% | 19.99% | 19.18% | 18.92% | 18.48% | 17.03% | 17.85% | 16.13% | 15.79% | 15.05% | 15.72% | 13.55% | 11.87%
56481 | Alamosa Photovoltaic Solar Plant (SunE Alamosa) | 2007-12-01 | 2007 | West (non-ISO) | CO | 37.6892 | -105.8783 | 5.3721 | PV | Combo (c-Si, CPV) | 8.22 | 6.9 | 1.1913 | Combo | Fixed, Single, Double | 20 | 180 | [6 empty] | 15.39 | 25.25 | 427.52 | 276.82 | Investor-owned Utility | 280.7037
56568 | Nellis Air Force Base | 2007-12-01 | 2007 | West (non-ISO) | NV | 36.2582 | -115.0528 | 5.62 | PV | c-Si | 14.062 | 12 | 1.1718 | Tracking | Single Axis | 20 | 180 | [6 empty] | 10.6 | 9.2 | 404.61 | 262.17 | Military |  | 30.83% | 30.44% | 29.78% | 30.56% | 30.51% | 30.21% | 29.68% | 28.95% | 18.71% | 26.84% | 25.6% | 25.18% | 23.68% | 18.25% | 19% | 20.66% | 22.54%
56405 | Nevada Solar One | 2007-06-01 | 2007 | West (non-ISO) | NV | 35.8009 | -114.9766 | 5.478 | CSP | Trough |  | 68.5 |  | Tracking | Single Axis | Tracking | 180 | [10 empty] | Investor-owned Utility |  | 21.82% | 21.14% | 22.16% | 21.38% | 21.43% | 18.8% | 19.37% | 17.61% | 19.43% | 19.67% | 18.39% | 18.37% | 17.84% | 15.95% | 15.29% | 15.22% | 15.05%
56944 | Copper Mountain Solar 1 (CM10) - Phase 1 (El Dorado Energy Solar Project) | 2008-12-01 | 2008 | CAISO | NV | 35.7865 | -114.998 | 5.6637 | PV | Thin-Film | 12.1365 | 10 | 1.2136 | Fixed Tilt | Fixed Tilt | 25 | 180 | [6 empty] | 10 | 10.79 | 225.54 | 150.58 | Investor-owned Utility | 196.1542 |  | 24.73% | 24.14% | 24.6% | 24.19% | 23.26% | 22.68% | 22.7% | 21.7% | 22.06% | 22.37% | 25.76% | 24.99% | 21.33% | 21.63% | 21.92% | 20.48%
56939 | NRG Solar Blythe I (not to be confused with 2016 NextEra plants) | 2009-12-01 | 2009 | CAISO | CA | 33.5913 | -114.7444 | 5.6801 | PV | Thin-Film | 25.2 | 21 | 1.2 | Fixed Tilt | Fixed Tilt | 24 | 180 | [6 empty] | 9.49 | 9.77 | 152.83 | 104.02 | Investor-owned Utility | 136.5907 |  |  | 27.1% | 27.87% | 25.86% | 25.89% | 25.41% | 24.96% | 24.65% | 23.92% | 22.99% | 23.55% | 22.53% | 22.43% | 22.84% | 22.03% | 22.64%
56929 | FPL DeSoto Next Generation Solar Energy Center | 2009-10-27 | 2009 | Southeast (non-ISO) | FL | 27.3234 | -81.8016 | 5.0438 | PV | c-Si | 27.6 | 25 | 1.104 | Tracking | Single Axis | Tracking | 180 | [6 empty] | 26.51 | 19.08 | 349 | 228.03 | Monopoly Investor-owned Utility |  |  |  | 24.36% | 23.67% | 23.7% | 22.75% | 21.65% | 22.85% | 22.15% | 22.01% | 21.41% | 20.89% | 18.48% | 19.97% | 17.13% | 15.28% | 12.78%
58569 | Paradise Solar Energy Center | 2010-12-31 | 2010 | PJM | NJ | 39.8362 | -75.2223 | 4.0215 | PV | c-Si | 6.158 | 5.1 | 1.2075 | Fixed Tilt | Fixed Tilt | 25 | 180 | [6 empty] | 28.09 | 5.76 | 293.79 | 195.37 | Investor-owned Utility | [16 empty] | 17.27% | 14.1%
57191 | Exelon City Solar (West Pullman Industrial Redevelopment Area) | 2010-07-01 | 2010 | PJM | IL | 41.6751 | -87.651 | 3.8952 | PV | c-Si | 10 | 8.25 | 1.2121 | Tracking | Single Axis | Tracking | 180 | [6 empty] | 31.04 | 4.46 | 479.19 | 311.5 | Investor-owned Utility |  |  |  |  | 19.46% | 20.81% | 19.78% | 20.1% | 19.55% | 19.46% | 19.83% | 18.96% | 19.5% | 19.08% | 18.23% | 18.7% | 17.42% | 16.11%
56930 | FPL Space Coast Next Generation Solar Energy Center | 2010-04-01 | 2010 | Southeast (non-ISO) | FL | 28.486 | -80.6814 | 5.0193 | PV | c-Si | 11 | 10 | 1.1 | Fixed Tilt | Fixed Tilt | 20 | 180 | [6 empty] | 26.53 | 19.6 | 425.64 | 277.59 | Monopoly Investor-owned Utility |  |  |  |  | 21.51% | 21.07% | 20.74% | 20.04% | 20.18% | 20.83% | 17.76% | 20.03% | 18.9% | 16.85% | 18.76% | 16.98% | 14.63% | 9.77%
57203 | PSEG Wyandot Solar Facility | 2010-03-15 | 2010 | PJM | OH | 40.8801 | -83.3161 | 3.8375 | PV | Thin-Film | 12.015 | 10.08 | 1.192 | Fixed Tilt | Fixed Tilt | 25 | 180 | [6 empty] | 36.69 | 3.57 | 389.67 | 257.92 | Investor-owned Utility | 259.6676 |  |  |  | 15.93% | 17.8% | 16.08% | 16.53% | 16.51% | 16.26% | 15.41% | 14.77% | 14.17% | 13.36% | 14.91% | 14.38% | 11.6% | 13.34%
57202 | PSEG Jacksonville Solar | 2010-09-01 | 2010 | Southeast (non-ISO) | FL | 30.3205 | -81.9569 | 4.7382 | PV | Thin-Film | 15 | 12.6 | 1.1905 | Fixed Tilt | Fixed Tilt | 20 | 180 | [8 empty] | 357.63 | 236.48 | Public Utilities | 236.0751 |  |  |  | 20.95% | 18.99% | 19.39% | 19.07% | 18.12% | 18.6% | 18.42% | 16.01% | 16.59% | 14.72% | 14.61% | 16.63% | 13.7% | 10.66%
57197 | Blue Wing Solar Project | 2010-11-01 | 2010 | ERCOT | TX | 29.3042 | -98.4003 | 4.7898 | PV | Thin-Film | 16.6 | 13.9 | 1.1942 | Fixed Tilt | Fixed Tilt | 20 | 205 | [6 empty] | 23.42 |  | 290.58 | 193.27 | Public Utilities | 227.1969 |  |  |  | 23.52% | 20.63% | 19.45% | 19% | 18.04% | 18.99% | 18.56% | 17.9% | 17.84% | 16.74% | 16.3% | 17.51% | 14.61% | 15.63%
nan | Davidson County Solar Farm | 2010-12-20 | 2010 | Southeast (non-ISO) | NC | 35.7516 | -80.2905 | 4.481 | PV | c-Si | 22.2963 | 17.5 | 1.2741 | Tracking | Single Axis | Tracking | 180 | [8 empty] | 351.5 | 231.18 | Monopoly Investor-owned Utility
57377 | Greater Sandhill Solar Plant 1 | 2010-12-01 | 2010 | West (non-ISO) | CO | 37.6864 | -105.887 | 5.3721 | PV | c-Si | 20.3504 | 19 | 1.0711 | Tracking | Single Axis | 20 | 177 | [6 empty] | 15.42 | 25.05 | 197.93 | 130.65 | Investor-owned Utility | 171.9412 |  |  |  | 29.36% | 29.44% | 28.65% | 27.86% | 27.43% | 28.34% | 28.36% | 28.5% | 28.14% | 28.62% | 27.66% | 25.9% | 26.05%
57243 | Cimarron I Solar Project | 2010-12-01 | 2010 | West (non-ISO) | NM | 36.4685 | -104.635 | 5.3615 | PV | Thin-Film | 36.8 | 30.64 | 1.201 | Fixed Tilt | Fixed Tilt | 25 | 180 | [6 empty] | 13.75 | 28 | 187.02 | 126.23 | Public Utilities | 152.154 |  |  |  | 25.33% | 25.98% | 24.81% | 23.26% | 22.65% | 23.67% | 22.72% | 23.57% | 22.99% | 23.23% | 23.57% | 22.61% | 21.25% | 16.58%
57205 | Copper Mountain Solar 1 (CM48) - Phase 2 Expansion | 2010-06-01 | 2010 | CAISO | NV | 35.782 | -114.9926 | 5.6637 | PV | Thin-Film | 60.5 | 48 | 1.2604 | Fixed Tilt | Fixed Tilt | 25 | 180 | [6 empty] | 10.04 | 9.87 | 162.15 | 110.53 | Investor-owned Utility | 194.3615 |  |  |  | 25.7% | 25.23% | 25.03% | 24.6% | 24.24% | 23.31% | 24.07% | 23.83% | 23.3% | 23.79% | 22.44% | 23.33% | 22.18% | 22.38%
nan | FPL Martin Next Generation Solar Energy Center | 2010-12-01 | 2010 | Southeast (non-ISO) | FL | 27.0512 | -80.5486 | 4.9479 | CSP | Trough |  | 75 |  | Tracking | Single Axis | Tracking | 180 | PV+Fossil | [7 empty] | 351.5 | 231.18 | Monopoly Investor-owned Utility
57591 | Hatch Solar Center | 2011-07-08 | 2011 | West (non-ISO) | NM | 32.629 | -107.2591 | 5.8412 | PV | CPV | 5.88 | 5.04 | 1.1667 | Tracking | Dual-Axis | Tracking | [9 empty] | 195.52 | 130.12 | Investor-owned Utility
57554 | Colorado Springs Air Force Academy | 2011-06-30 | 2011 | West (non-ISO) | CO | 38.957 | -104.8064 | 4.8237 | PV | c-Si | 6.0442 | 5.2 | 1.1623 | Tracking | Single Axis | Tracking | 180 | [6 empty] | 14.82 | 34.98 | 174.5 | 117.11 | Public Utilities | [5 empty] | 27.11% | 24.74% | 24.79% | 24.6% | 25.31% | 24.59% | 25.9% | 24.35% | 24.4% | 25.41% | 25.12% | 24.07% | 23.79%
57565 | Stanton Solar Farm (RP Orlando) Phase 1 | 2011-11-05 | 2011 | Southeast (non-ISO) | FL | 28.4897 | -81.1819 | 4.8871 | PV | c-Si | 5.9154 | 5.5 | 1.0755 | Tracking | Single Axis | Tracking | 180 | [6 empty] | 19.69 | 32.73 | 255.78 | 169.83 | Public Utilities | 220.9062 |  |  |  |  | 21.08% | 19.86% | 19.3% | 19.11% | 20.37% | 19% | 19.39% | 17.96% | 17.71% | 19.17% | 18.61% | 18.16% | 16.95%
57359 | Avenal Park Solar Project (Avenal) | 2011-08-11 | 2011 | CAISO | CA | 35.9908 | -120.1067 | 5.352 | PV | Thin-Film | 7.69 | 6 | 1.2817 | Fixed Tilt | Fixed Tilt | 25 | 180 | [6 empty] | -39.57 | 13.56 | 255.61 | 170.18 | Investor-owned Utility | 288.6225 |  |  |  |  | 24.15% | 25.41% | 24.33% | 24.26% | 24.21% | 20.29% | 20.07% | 19.65% | 21.33% | 20.93% | 20.68% | 20.14% | 18.01%
57571 | Los Lunas Solar (Los Morros) Phase 1+2 | 2011-05-01 | 2011 | West (non-ISO) | NM | 34.8331 | -106.7724 | 5.6356 | PV | Thin-Film | 8.9 | 7 | 1.2714 | Fixed Tilt | Fixed Tilt | 25 | 180 | [6 empty] | 11.12 | 18.23 | 178.29 | 120.28 | Monopoly Investor-owned Utility | [7 empty] | 26.54% | 24.91% | 25.1% | 21.91% | 24.42% | 24.58% | 25.31% | 24.83% | 25.05% | 24.57% | 21.79%
60489 | Hamilton Solar-Crosswicks (subunits 1,2) | 2011-12-30 | 2011 | PJM | NJ | 40.169 | -74.6312 | 4.0017 | PV | c-Si | 8.4546 | 7.5 | 1.1273 | Fixed Tilt | Fixed Tilt | 22 | 180 | [6 empty] | 27.6 | 5.32 |  |  | Investor-owned Utility | [10 empty] | 15.86% | 14.71% | 15.65% | 13.62% | 13.95% | 14.93% | 13.81% | 13.76%
57485 | Flemington Solar | 2011-12-31 | 2011 | PJM | NJ | 40.4867 | -74.8536 | 3.9719 | PV | c-Si | 9.364 | 8 | 1.1705 | Fixed Tilt | Fixed Tilt | 25 | 180 | [6 empty] | 27.27 | 5.88 | 288.41 | 192.09 | Investor-owned Utility | [5 empty] | 17.3% | 18.18% | 17.45% | 18.64% | 19.07% | 17.84% | 16.77% | 17.57% | 17.51% | 16.9% | 17.29% | 16.4% | 15.98%
57462 | BNB Napoleon Solar Phase 1 | 2011-12-23 | 2011 | PJM | OH | 41.3875 | -84.0929 | 3.8702 | PV | c-Si | 9.792 | 8.08 | 1.2119 | Tracking | Single Axis | Tracking | 179 | [6 empty] | 32.24 | 3.86 | 207.86 | 142.15 | Corporate | [5 empty] | 20.03% | 20.26% | 20.18% | 18.84% | 19.24% | 17.94% | 16.55% | 17.28% | 16.81% | 18.4% | 12.8% | 13.3% | 15.28%
57777, 57779, 57781 | RE Dillard 1-3 | 2011-12-30 | 2011 | West (non-ISO) | CA | 38.4643 | -121.1796 | 5.0576 | PV | c-Si | 12.03 | 8.91 | 1.3502 | Tracking | Single Axis | Tracking | 180 | [8 empty] | 225.21 | 150.1 | Public Utilities
57575 | Hondale Solar Farm (PNM - Deming Solar Energy Center) Phase 1+2 | 2011-08-01 | 2011 | West (non-ISO) | NM | 34.8333 | -106.772 | 5.6356 | PV | Thin-Film | 11.2 | 9 | 1.2444 | Fixed Tilt | Fixed Tilt | 25 | 180 | [6 empty] | 11.08 | 18.2 | 150.36 | 102.33 | Monopoly Investor-owned Utility | [7 empty] | 26.81% | 25.36% | 26.39% | 22.37% | 25.57% | 23.82% | 25.9% | 25.4% | 23.72% | 24.59% | 25.27%
57740 | SPS - Hopi | 2011-09-01 | 2011 | SPP | NM | 32.3453 | -104.2349 | 5.6309 | PV | c-Si | 10.8737 | 9.9 | 1.0984 | Tracking | Single Axis | Tracking | 180 | [6 empty] | 42.02 | 23.96 |  |  | Investor-owned Utility | [5 empty] | 28.22% | 27.62% | 25.41% | 24.5% | 24.86% | 23.34% | 23.02% | 21.44% | 25.3% | 23.29% | 24.37% | 22.99% | 25.33%
57736 | SPS - Dollarhide | 2011-09-01 | 2011 | SPP | NM | 32.1285 | -103.1377 | 5.5821 | PV | c-Si | 10.8864 | 9.9 | 1.0996 | Tracking | Single Axis | Tracking | 181 | [6 empty] | 45.26 | 23.52 |  |  | Investor-owned Utility | 150.8337 |  |  |  |  | 25.58% | 26.54% | 25.51% | 24.52% | 24.86% | 23.34% | 20.31% | 21.94% | 24.45% | 24.63% | 26.01% | 25.5% | 26.48%
57737 | SPS - Jal | 2011-12-01 | 2011 | SPP | NM | 32.4677 | -103.3256 | 5.592 | PV | c-Si | 10.7714 | 9.9 | 1.088 | Tracking | Single Axis | Tracking | 181 | [6 empty] | 43.63 | 23.25 |  |  | Investor-owned Utility | [5 empty] | 26.61% | 26.82% | 25.63% | 24.61% | 24.86% | 23.34% | 22.34% | 22.87% | 25.17% | 25.17% | 25.91% | 21.83% | 24.29%
57337 | Dover SUN Park (White Oak Solar) | 2011-07-28 | 2011 | PJM | DE | 39.1865 | -75.5062 | 4.1257 | PV | c-Si | 11.2 | 10 | 1.12 | Tracking | Single Axis | Tracking | 180 | [6 empty] | 30.1 | 9.43 | 286.45 | 189.55 | Investor-owned Utility | [5 empty] | 21.1% | 20.72% | 20.31% | 19.91% | 20.03% | 18.94% | 18.45% | 19.66% | 18.1% | 19.55% | 18.92% | 18.69% | 14.38%
57948 | Oak Solar Farm | 2011-12-30 | 2011 | PJM | NJ | 39.3807 | -75.1896 | 4.1567 | PV | c-Si | 12.502 | 10 | 1.2502 | Fixed Tilt | Fixed Tilt | 15 | 182 | [6 empty] | 29.08 | 5.71 | 317.25 | 210.28 | Public Utilities | [5 empty] | 19.25% | 19.7% | 19.06% | 18.17% | 18.21% | 17.31% | 15.74% | 16.7% | 15% | 19.05% | 17.3% | 17.59% | 19.58%
57738 | SPS - Lea | 2011-12-01 | 2011 | SPP | NM | 32.6826 | -103.3024 | 5.5678 | PV | c-Si | 10.632 | 10.08 | 1.0548 | Tracking | Single Axis | Tracking | 181 | [6 empty] | 44.22 | 23.71 |  |  | Investor-owned Utility | [5 empty] | 26.46% | 25.9% | 25.29% | 23.33% | 24.86% | 23.34% | 21.45% | 20.62% | 24.28% | 23.69% | 22.91% | 26.09% | 25.98%
57739 | SPS - Monument | 2011-12-01 | 2011 | SPP | NM | 32.3449 | -104.2352 | 5.6309 | PV | c-Si | 10.8355 | 10.08 | 1.075 | Tracking | Single Axis | Tracking | 180 | [6 empty] | 42.02 | 23.9 |  |  | Investor-owned Utility | [5 empty] | 27.37% | 27.53% | 26.27% | 25.33% | 24.86% | 23.34% | 23.08% | 23.35% | 25.38% | 24.9% | 25.22% | 25.28% | 25.82%
58147 | Prescott Solar Plant (SunE AZ1 - Prescott) | 2011-11-01 | 2011 | West (non-ISO) | AZ | 34.6832 | -112.4056 | 5.527 | PV | c-Si | 11.7515 | 10.4 | 1.13 | Tracking | Single Axis | Tracking | 180 | [6 empty] | 10.84 | 19.49 | 172.66 | 115.33 | Monopoly Investor-owned Utility | [5 empty] | 29.96% | 29.21% | 29.21% | 28.07% | 28.62% | 27.73% | 15.98% | 25.76% | 27.31% | 24.97% | 25.1% | 25.11% | 25.21%
57662 | McGraw-Hill Solar Farm | 2011-12-01 | 2011 | PJM | NJ | 40.2774 | -74.557 | 3.9866 | PV | c-Si | 14.112 | 12 | 1.176 | Fixed Tilt | Fixed Tilt | 25 | 180 | [6 empty] | 27.1 | 5.37 | 353.76 | 233.46 | Corporate | [5 empty] | 17.9% | 17.75% | 16.83% | 17.22% | 17.04% | 16.32% | 15.73% | 17.18% | 16.67% | 16.1% | 16.59% | 16.34% | 16.08%
57498 | Five Points Solar Station | 2011-09-01 | 2011 | CAISO | CA | 36.3955 | -120.1078 | 5.3628 | PV | c-Si | 17.6 | 15 | 1.1733 | Fixed Tilt | Fixed Tilt | 25 | 179 | [6 empty] | 0.55 | 20.87 | 242.85 | 163.23 | Investor-owned Utility | [5 empty] | 22.73% | 21.57% | 21.54% | 19.38% | 22.65% | 21.09% | 21.84% | 19.95% | 18.32% | 15.94% | 13.69% | 14.36% | 11.7%
57499 | Westside Solar Station | 2011-09-13 | 2011 | CAISO | CA | 36.3785 | -120.1239 | 5.3628 | PV | c-Si | 18.48 | 15 | 1.232 | Fixed Tilt | Fixed Tilt | 25 | 180 | [6 empty] | 0.79 | 23.19 | 222.59 | 150.78 | Investor-owned Utility | [5 empty] | 24.52% | 24.84% | 24.43% | 21.85% | 23.23% | 19.32% | 21.85% | 21.05% | 18.51% | 15.86% | 13.47% | 14.1% | 10.53%
57790 | Bagdad Solar Project | 2011-12-01 | 2011 | West (non-ISO) | AZ | 34.5879 | -113.1756 | 5.7091 | PV | c-Si | 16.5936 | 15 | 1.1062 | Tracking | Single Axis | Tracking | 180 | [6 empty] | 12.51 | 24.35 | 243.32 | 159.98 | Monopoly Investor-owned Utility | [5 empty] | 27.3% | 26.14% | 26.91% | 25.96% | 26.46% | 25.98% | 26.14% | 24.88% | 23.87% | 19.8% | 21.91% | 24.16% | 23.73%
57561 | Cotton Center | 2011-10-11 | 2011 | West (non-ISO) | AZ | 33.0352 | -112.6606 | 5.8092 | PV | c-Si | 21 | 17 | 1.2353 | Tracking | Single Axis | Tracking | 180 | PV+Storage | LIB | AC | 2023 | 17 | 51 | 10.55 | 24.79 | 211.42 | 140.13 | Monopoly Investor-owned Utility | [5 empty] | 30.92% | 29.32% | 29.31% | 28.74% | 26.11% | 21.89% | 24.71% | 26.24% | 26.17% | 27.44% | 23.38% | 27.63% | 26.41%
57563 | Hyder Solar Plant I | 2011-10-01 | 2011 | West (non-ISO) | AZ | 33.0263 | -113.3533 | 5.8589 | PV | c-Si | 21 | 17 | 1.2353 | Tracking | Single Axis | Tracking | 180 | PV+Storage | LIB | AC | 2023 | 16 | 48 | 10.48 | 25.46 | 187.76 | 125.05 | Monopoly Investor-owned Utility | [6 empty] | 29.56% | 29.96% | 29.97% | 28.93% | 27.46% | 26.95% | 26.52% | 25.86% | 28.97% | 28.71% | 27.01% | 25.3%
57562 | APS - AZ Sun - Paloma Solar Plant | 2011-10-11 | 2011 | West (non-ISO) | AZ | 33.0206 | -112.6617 | 5.8092 | PV | Thin-Film | 22.5 | 17.6 | 1.2784 | Fixed Tilt | Fixed Tilt | 25 | 190 | PV+Storage | LIB | AC | 2023 | 17 | 51 | 9.4 | 17.6 | 188.65 | 126.77 | Monopoly Investor-owned Utility | [5 empty] | 27.71% | 26.99% | 26.14% | 25.46% | 24.36% | 25.03% | 24.56% | 24.96% | 25.35% | 25.65% | 21.88% | 25.27% | 22.58%
57448 | Pilesgrove Solar Project | 2011-10-31 | 2011 | PJM | NJ | 39.6127 | -75.3101 | 4.0946 | PV | c-Si | 19.9001 | 18 | 1.1056 | Fixed Tilt | Fixed Tilt | 25 | 180 | [6 empty] | 28 | 5.89 | 314.44 | 208.16 | Public Utilities | [5 empty] | 17.4% | 16.99% | 17.24% | 17.74% | 18% | 16.41% | 16.27% | 16.77% | 16.59% | 14.59% | 16.86% | 16.56% | 15.62%
57669 | SMUD - Bruceville (at Grundman) (NOT RE Bruceville) | 2011-12-28 | 2011 | West (non-ISO) | CA | 38.3651 | -121.4133 | 5.0826 | PV | Thin-Film | 21.902 | 18 | 1.2168 | Fixed Tilt | Fixed Tilt | 20 | 210 | [6 empty] | 26.73 | 33.7 | 224.24 | 150.67 | Public Utilities | [5 empty] | 22.54% | 23.85% | 22.07% | 21.89% | 20.33% | 20.26% | 21.02% | 20.56% | 20.45% | 19.09% | 19.74% | 15.32% | 18.58%
57361 | Sand Drag Solar Project (Avenal) | 2011-08-11 | 2011 | CAISO | CA | 35.9806 | -120.103 | 5.352 | PV | Thin-Film | 24.36 | 19 | 1.2821 | Fixed Tilt | Fixed Tilt | 25 | 180 | [6 empty] | -39.56 | 14.46 | 241.77 | 161.52 | Investor-owned Utility | 288.6225 |  |  |  |  | 24.18% | 25.43% | 24.47% | 24.39% | 24.07% | 20.39% | 21.25% | 19.07% | 21.5% | 22.11% | 21.33% | 20.08% | 16.89%
57360 | Sun City Project (Avenal) | 2011-08-05 | 2011 | CAISO | CA | 35.985 | -120.101 | 5.352 | PV | Thin-Film | 25.64 | 20 | 1.282 | Fixed Tilt | Fixed Tilt | 25 | 180 | [6 empty] | -39.58 | 12.66 | 241.46 | 161.22 | Investor-owned Utility | 288.6225 |  |  |  |  | 24.48% | 25.28% | 24.48% | 24.37% | 23.88% | 20.27% | 21.2% | 18.5% | 21.46% | 20.84% | 20.66% | 19.6% | 19.3%
57318 | Copper Crossing | 2011-09-30 | 2011 | West (non-ISO) | AZ | 33.1591 | -111.4814 | 5.7625 | PV | c-Si | 25 | 20 | 1.25 | Tracking | Single Axis | Tracking | 180 | [6 empty] | 15.15 | 28.34 | 173.51 | 115.8 | Public Utilities | 151.5367 |  |  |  |  | 29.09% | 30.5% | 30.28% | 29.55% | 30.85% | 30% | 28.59% | 29.36% | 30.11% | 29.17% | 29.92% | 29.31% | 28.59%
57497 | Stroud Solar Station | 2011-10-04 | 2011 | CAISO | CA | 36.5238 | -120.1234 | 5.2964 | PV | c-Si | 24.64 | 20 | 1.232 | Fixed Tilt | Fixed Tilt | 25 | 181 | [6 empty] | 1.74 | 20.15 | 207.54 | 140.92 | Investor-owned Utility | [5 empty] | 24.51% | 25.65% | 24.38% | 23.38% | 21.94% | 19.84% | 21.31% | 19.13% | 19.19% | 18.26% | 16.84% | 13.97% | 12.11%
57338 | NRG Solar - Roadrunner | 2011-08-29 | 2011 | West (non-ISO) | NM | 31.8032 | -106.6706 | 5.8972 | PV | Thin-Film | 23.9184 | 20.16 | 1.1864 | Tracking | Single Axis | Tracking | 180 | [8 empty] | 156.17 | 104.91 | Investor-owned Utility | 147.0564 |  |  |  |  | 30.2% | 30% | 29.12% | 28.61% | 29.57% | 29.58% | 28.03% | 29% | 28.15% | 26.87% | 26.61% |  | 26.24%
57699 | Webberville Project - Austin Energy PV Project | 2011-12-29 | 2011 | ERCOT | TX | 30.2388 | -97.5087 | 4.7176 | PV | c-Si | 34.992 | 30 | 1.1664 | Tracking | Single Axis | Tracking | 182 | [6 empty] | 24.04 |  | 221.88 | 147.9 | Public Utilities | 180.6546 |  |  |  |  | 24.28% | 22.44% | 22.05% | 20.44% | 16.73% | 23.76% | 21.77% | 21.49% | 21.78% | 20.95% | 23.88% | 21.47% | 21.35%
57317 | San Luis Valley Solar Ranch | 2011-11-01 | 2011 | West (non-ISO) | CO | 37.6941 | -105.92 | 5.3455 | PV | c-Si | 35.1 | 30.4 | 1.1546 | Tracking | Single Axis | Tracking | 180 | [6 empty] | 15.68 | 24.97 | 171.15 | 114.25 | Investor-owned Utility | 151.3488 |  |  |  |  | 29.05% | 27.31% | 29.47% | 27.7% | 28.93% | 28.64% | 29.17% | 27.34% | 28.65% | 24.67% | 24.22% | 27.33% | 26.87%
57589 | Long Island Solar Farm | 2011-11-01 | 2011 | NYISO | NY | 40.8657 | -72.8502 | 4.0036 | PV | c-Si | 37.69 | 31.5 | 1.1965 | Fixed Tilt | Fixed Tilt | 28 | 180 | [6 empty] | 43.78 | 8.78 | 319.42 | 211.31 | Public Utilities | 363.3955 |  |  |  |  | 19.05% | 18.78% | 18.42% | 18.95% | 19.41% | 17.15% | 17.67% | 18.35% | 17.53% | 18.14% | 18.19% | 16.54% | 17.3%
59455 | AstroSol Tech Park AZ | 2012-12-19 | 2012 | West (non-ISO) | AZ | 32.1019 | -110.8167 | 5.7977 | PV | Thin-Film | 6.1 | 5.1 | 1.1961 | Fixed Tilt | Fixed Tilt |  | 180 | [6 empty] | 13.91 | 15.8 | 110.53 | 75.17 | Investor-owned Utility
58030 | Reeves Station Road East | 2012-01-26 | 2012 | PJM | NJ | 39.9285 | -74.8163 | 4.0274 | PV | c-Si | 6.692 | 5.5 | 1.2167 | Fixed Tilt | Fixed Tilt | 25 | 180 | [6 empty] | 27.84 | 5.52 | 199.73 | 135.56 | Merchant | [6 empty] | 18.89% | 17.97% | 18.5% | 18.32% | 16.75% | 16.71% | 17.95% | 16.69% | 18.28% | 19.14% | 18.22% | 18.43%
58356 | Lawrenceville School Solar Farm (KDC Solar TLS) | 2012-06-05 | 2012 | PJM | NJ | 40.2997 | -74.7198 | 3.9865 | PV | c-Si | 6.112 | 5.5 | 1.1113 | Tracking | Single Axis | Tracking | 160 | [6 empty] | 28.18 | 6.36 | 322.5 | 212.5 | Education | [6 empty] | 18.5% | 18.46% | 19.1% | 19.16% | 17.91% | 16.76% | 18.11% | 17.01% | 15.75% | 16.33% | 14.63%
58463 | Herbert Farm Solar (SMECO) | 2012-11-18 | 2012 | PJM | MD | 38.546 | -76.8003 | 4.1924 | PV | c-Si | 6.6405 | 5.5 | 1.2074 | Fixed Tilt | Fixed Tilt | 20 | 180 | [6 empty] | 38.34 | 5.25 | 253.83 | 170.31 | Public Utilities | [6 empty] | 18.29% | 17.73% | 17.57% | 18.4% | 17.91% | 16.79% | 17.69% | 15.82% | 15.81% | 17.31% | 15.85% | 15.15%
58549 | Port Allen Solar Farm | 2012-12-12 | 2012 | HI | HI | 21.9015 | -159.5829 | 5.385 | PV | c-Si | 7.2 | 5.76 | 1.25 | Fixed Tilt | Fixed Tilt | 10 | 180 | PV+Storage | Lead Acid | AC | 2012 | 3 | 2.01 | 172.03 |  | 224.43 | 149.8 | Public Utilities | 222.3245 | [5 empty] | 23.8% | 22.48% | 21.42% | 20.29% | 21.03% | 22.25% | 21.16% | 17.46% | 23.47% | 21.56% | 19.79%
57722, 57743 | SPI Palm Springs Solar (North Palm Springs 1A, 4A) | 2012-06-01 | 2012 | CAISO | CA | 33.8059 | -116.4959 | 5.7727 | PV | c-Si | 7.7924 | 6.5 | 1.1988 | Tracking | Single Axis | Tracking | 188 | [6 empty] | 11.92 | 9.87 |  |  | Investor-owned Utility
58401 | Volkswagen Solar | 2012-12-20 | 2012 | Southeast (non-ISO) | TN | 35.0972 | -85.1283 | 4.338 | PV | c-Si | 9.576 | 7.6 | 1.26 | Fixed Tilt | Fixed Tilt | 25 | 180 | [6 empty] | 23.47 | 31.74 | 219.04 | 148 | Corporate | [6 empty] | 19.98% | 20.95% | 19.42% | 21.43% | 19.32% | 17.47% | 18.6% | 17.76% | 17.61% | 16.79% | 16.65% | 17.54%
58042 | Black Mountain Solar Project | 2012-12-15 | 2012 | West (non-ISO) | AZ | 35.0228 | -114.1624 | 5.7839 | PV | c-Si | 9.975 | 9 | 1.1083 | Tracking | Single Axis | Tracking | 180 | [6 empty] | 12.7 | 26.91 | 165.22 | 110.11 | Investor-owned Utility | 155.9273 | [5 empty] | 28.5% | 28.32% | 27.83% | 26.12% | 26.82% | 26.74% | 26.42% | 25.98% | 25.85% | 26.46% | 25.71% | 24.45%
58068 | SunE CPS1 - Centennial Solar Farms | 2012-05-18 | 2012 | ERCOT | TX | 29.2418 | -98.418 | 4.792 | PV | c-Si | 11.5665 | 9.9 | 1.1683 | Tracking | Single Axis | Tracking | 180 | [6 empty] | 23.73 |  | 274.68 | 183.23 | Public Utilities | [6 empty] | 21.41% | 22.19% | 20.47% | 22.24% | 22.1% | 18.74% | 19.03% | 19.04% | 13.54% | 14.52% | 10.33%
58027 | SunE CPS2 - Centennial Solar Farms | 2012-05-18 | 2012 | ERCOT | TX | 29.2341 | -98.4289 | 4.792 | PV | c-Si | 11.5665 | 9.9 | 1.1683 | Tracking | Single Axis | Tracking | 180 | [6 empty] | 23.74 |  | 288.35 | 192.35 | Public Utilities | [6 empty] | 22.7% | 22.36% | 20.2% | 22.12% | 22.09% | 19.3% | 19.94% | 18.92% | 14.13% | 12.44% | 11.13% | 7.992%
57986 | El Chaparral (SunE EPE 1) | 2012-06-01 | 2012 | West (non-ISO) | NM | 32.0354 | -106.3375 | 5.8384 | PV | c-Si | 11.3 | 10 | 1.13 | Tracking | Single Axis | 38 | 180 | [10 empty] | Investor-owned Utility | 113.9458 | [5 empty] | 30.12% | 30.96% | 29.64% | 30.26% | 31.31% | 26.53% | 29.01% | 26.06% | 27.35% | 29.31% | 29.25% | 30.76%
57305 | LADWP Adelanto Solar Project | 2012-07-01 | 2012 | West (non-ISO) | CA | 34.548 | -117.4401 | 5.9183 | PV | c-Si | 11.4 | 10 | 1.14 | Fixed Tilt | Fixed Tilt | 30 | 180 | [6 empty] | 7.95 | 13.21 | 350.1 | 230.77 | Public Utilities | [6 empty] | 24.15% | 22.76% | 20.75% | 18.49% | 19.66% | 17.85% | 14.56% | 14.02% | 9.949% | 12.9%
57521 | Giffen Solar Station | 2012-07-25 | 2012 | CAISO | CA | 36.5276 | -120.3119 | 5.3221 | PV | c-Si | 12.91 | 10 | 1.291 | Fixed Tilt | Fixed Tilt | 25 | 179 | [6 empty] | -16.56 | 15.82 | 199.2 | 135.05 | Investor-owned Utility | [6 empty] | 27.4% | 24.56% | 24.85% | 23.54% | 20.75% | 21.63% | 19.94% | 21.67% | 11.4% | 19.62% | 15.25% | 15.43%
57256 | PA Solar Park | 2012-10-16 | 2012 | PJM | PA | 40.8601 | -75.8522 | 3.8494 | PV | c-Si | 11.476 | 10 | 1.1476 | Fixed Tilt | Fixed Tilt | 25 | 180 | [6 empty] | 26.48 | 5.18 | 328.02 | 217.42 | Investor-owned Utility | [6 empty] | 15.88% | 15.88% | 16.61% | 17.21% | 15.95% | 14.07% | 15.34% | 15.41% | 14.08% | 14.64% | 14.86% | 14.01%
58009 | SunE CPS3 - Somerset Solar Farm | 2012-08-01 | 2012 | ERCOT | TX | 29.2259 | -98.672 | 4.7976 | PV | c-Si | 12.3 | 10.6 | 1.1604 | Tracking | Single Axis | Tracking | 180 | [6 empty] | 25.25 |  | 286.15 | 190.87 | Public Utilities | [6 empty] | 23.12% | 22.35% | 20.98% | 22.66% | 22.25% | 17.69% | 19.48% | 18.63% | 13.89% | 13.35% | 11.1% | 7.719%
57764 | Naval Air Weapons Station China Lake | 2012-10-23 | 2012 | CAISO | CA | 35.634 | -117.652 | 5.8819 | PV | c-Si | 13.78 | 11.12 | 1.2392 | Tracking | Single Axis | Tracking | 180 | [6 empty] | -11.48 | 9.8 | 185.97 | 124.16 | Military | [6 empty] | 24.53% | 29.86% | 28.8% | 30.12% | 29.23% | 27.54% | 24.59% | 27.12% | 25.1% | 24.25% | 23.92% | 22.53%
57985 | Las Cruces Centennial Solar Farm (SunE EPE 2) | 2012-05-01 | 2012 | West (non-ISO) | NM | 32.2476 | -106.9117 | 5.8929 | PV | c-Si | 13.692 | 12 | 1.141 | Tracking | Single Axis | 38 | 180 | [8 empty] | 170.27 | 112.99 | Investor-owned Utility | 113.9625 | [5 empty] | 31.78% | 31.29% | 29.47% | 30.41% | 29.8% | 25.41% | 27.7% | 29.6% | 27.56% | 28.01% | 25% | 27.7%
58228 | PSEG Milford Solar Farm | 2012-11-01 | 2012 | PJM | DE | 38.9249 | -75.4484 | 4.1331 | PV | c-Si | 15 | 12 | 1.25 | Fixed Tilt | Fixed Tilt | 20 | 180 | [6 empty] | 31.5 | 7.11 | 260.72 | 174.41 | Public Utilities | [6 empty] | 20.12% | 19.53% | 18.35% | 19.28% | 18.95% | 17.82% | 18.5% | 17.71% | 18.79% | 19.03% | 17.36% | 13.91%
58135 | Washington White Post Solar I | 2012-12-21 | 2012 | Southeast (non-ISO) | NC | 35.5044 | -76.8486 | 4.4052 | PV | c-Si | 14.787 | 12.5 | 1.183 | Fixed Tilt | Fixed Tilt | 25 | 181 | [6 empty] | 20.35 | 5.48 | 189.69 | 128.8 | Public Utilities | [6 empty] | 20.18% | 19.85% | 19.64% | 20.5% | 20.51% | 19.51% | 18.33% | 18.02% | 18.04% | 18.27% | 17.55% | 16.94%
57758 | Mount St. Mary's University Solar Farm | 2012-08-01 | 2012 | PJM | MD | 39.6749 | -77.3452 | 4.0359 | PV | Thin-Film | 16.1136 | 13 | 1.2395 | Fixed Tilt | Fixed Tilt | 25 | 169.29 | [6 empty] | 37.17 | 2.9 | 307.15 | 203.44 | Education | [6 empty] | 20.74% | 20.35% | 20.36% | 19.13% | 18.36% | 17.25% | 17.64% | 18.16% | 17.51% | 17.12% | 15.64% | 15.65%
57783, 57784, 57785 | RE Bruceville 1-3 (NOT SMUD-Bruceville at Grundman) | 2012-02-28 | 2012 | West (non-ISO) | CA | 38.3479 | -121.4128 | 5.0826 | PV | c-Si | 19.15 | 14.85 | 1.2896 | Tracking | Single Axis | Tracking | 180 | [8 empty] | 198.29 | 131.99 | Public Utilities
57778, 57780, 57782 | RE Kammerer 1-3 | 2012-02-28 | 2012 | West (non-ISO) | CA | 38.363 | -121.3851 | 5.0761 | PV | c-Si | 19.15 | 14.85 | 1.2896 | Tracking | Single Axis | Tracking | 180 | [8 empty] | 198.29 | 131.99 | Public Utilities
58213 | SunE AZ2 - Saddle Mountain | 2012-01-01 | 2012 | West (non-ISO) | AZ | 33.3812 | -113.1844 | 5.8609 | PV | c-Si | 16.92 | 15 | 1.128 | Tracking | Single Axis | Tracking | 181 | [6 empty] | 10.35 | 26.02 |  |  | Monopoly Investor-owned Utility | [6 empty] | 29.82% | 28.58% | 27.23% | 26.08% | 24.15% | 26.28% | 26.77% | 26.57% | 26.08% | 25.65% | 23.52% | 26.17%
58483 | Tinton Falls Solar Farm | 2012-10-01 | 2012 | PJM | NJ | 40.2631 | -74.0834 | 4.0131 | PV | c-Si | 19.88 | 15.904 | 1.25 | Fixed Tilt | Fixed Tilt | 18 | 180 | [6 empty] | 28.87 | 5.76 | 286.08 | 190.65 | Merchant | [6 empty] | 18.92% | 17.91% | 18.03% | 19.35% | 17.88% | 17.94% | 16.37% | 18.34% | 16.64% | 15.93%
57560 | Chino Valley Solar | 2012-12-31 | 2012 | West (non-ISO) | AZ | 34.7244 | -112.4325 | 5.5993 | PV | c-Si | 21 | 19 | 1.1053 | Tracking | Single Axis | Tracking | 180 | PV+Storage | Lithium-Ion | AC | 2023 | 19 | 76 | 10.68 | 19.69 | 196 | 129.05 | Monopoly Investor-owned Utility | [6 empty] | 29.73% | 28.29% | 27.92% | 27.4% | 25.08% | 26.78% | 26.93% | 29.34% | 28.1% | 28.9% |  | 26.5%
57883 | PSEG Queen Creek Solar Farm | 2012-10-01 | 2012 | West (non-ISO) | AZ | 33.2667 | -111.6134 | 5.8016 | PV | c-Si | 25.284 | 19 | 1.3307 | Tracking | Single Axis | Tracking | 180 | [6 empty] | 15.74 | 28.6 | 164.62 | 110.47 | Public Utilities | 122.101 | [5 empty] | 32.01% | 31.32% | 30.44% | 31.24% | 30.75% | 29.77% | 28.61% | 28.42% | 29.18% | 26.49% | 27.9% | 24.36%
57912 | Grand Ridge Solar Plant | 2012-07-27 | 2012 | PJM | IL | 41.1464 | -88.7543 | 3.9463 | PV | Thin-Film | 22.76 | 20 | 1.138 | Fixed Tilt | Fixed Tilt | 25 | 180 | Wind+PV+Storage | Lithium-Ion | AC | 2013 | 33 | 13.5 | 28.53 | 3.51 | 243.92 | 163.56 | Investor-owned Utility | [6 empty] | 19.6% | 17.87% | 17.2% | 16.71% | 18.46% | 17.79% | 17.34% | 17.13% | 16.93% | 16.03% | 15.87% | 13.88%
57522 | Cantua Solar Station | 2012-07-25 | 2012 | CAISO | CA | 36.4246 | -120.343 | 5.3471 | PV | c-Si | 25.81 | 20 | 1.2905 | Fixed Tilt | Fixed Tilt | 25 | 179 | [6 empty] | 1.05 | 13.75 | 157.58 | 107.87 | Investor-owned Utility | [6 empty] | 27.5% | 24.66% | 24.28% | 24.93% | 22.73% | 24.1% | 23.04% | 24.12% | 23.04% | 20.89% | 19.35% | 17.77%
57523 | Huron Solar Station | 2012-08-30 | 2012 | CAISO | CA | 36.1775 | -120.1121 | 5.3794 | PV | c-Si | 26.8 | 20 | 1.34 | Fixed Tilt | Fixed Tilt | 25 | 179 | [6 empty] | 4.28 | 14.91 | 184.2 | 125.58 | Investor-owned Utility | [6 empty] | 25.71% | 25.12% | 24.42% | 24.19% | 23.07% | 23.58% | 22.8% | 21.44% | 19.99% | 16.71% | 17.87% | 16.38%
58489 | Apex Solar (NV) | 2012-09-01 | 2012 | West (non-ISO) | NV | 36.3923 | -114.9646 | 5.6922 | PV | c-Si | 24.8 | 20 | 1.24 | Tracking | Single Axis | Tracking | 190 | [6 empty] | 10.58 | 10.87 | 197.77 | 130.58 | Investor-owned Utility | 147.1977 | [5 empty] | 30.08% | 29.84% | 27.93% | 29.73% | 29.57% | 29.65% | 29.28% | 30.18% | 28.9% | 29.47% | 28.35% | 28.61%
58486 | FRV Picture Rocks (FRV Tucson Solar) | 2012-11-29 | 2012 | West (non-ISO) | AZ | 32.3697 | -111.2428 | 5.7922 | PV | c-Si | 25.16 | 20 | 1.258 | Tracking | Single Axis | Tracking | 180 | [6 empty] | 10.94 | 23.78 | 151.88 | 101.78 | Investor-owned Utility | 150.3057 | [5 empty] | 31.96% | 31.34% | 30.01% | 31.73% | 30.49% | 29.99% | 29.4% | 30.09% | 29.21% | 30.07% | 27.96% | 28.36%
57994 | Apple Data Center- PV1 | 2012-12-01 | 2012 | Southeast (non-ISO) | NC | 35.5881 | -81.252 | 4.4912 | PV | c-Si | 24.9516 | 20 | 1.2476 | Tracking | Single Axis | Tracking | 179 | [6 empty] | 23.51 | 34.56 | 226.02 | 151.26 | Corporate | [6 empty] | 22.04% | 20.03% | 21.24% | 23.27% | 21.52% | 20.61% | 18.16% | 17.46% | 21.4% | 21.47% | 20.31% | 17.94%
58408 | Maryland Solar Farm | 2012-12-01 | 2012 | PJM | MD | 39.5629 | -77.7188 | 4.0484 | PV | Thin-Film | 29.0587 | 20 | 1.4529 | Fixed Tilt | Fixed Tilt | 20 | 180 | [6 empty] | 37.17 | 3.33 | 219.39 | 149.14 | Investor-owned Utility | 255.6732 | [5 empty] | 22% | 20.6% | 20.85% | 21.6% | 20.4% | 19.54% | 19.83% | 18.57% | 18.9% | 17.06% | 18.72% | 18.21%
58002 | Alpaugh North (2nd Phase) | 2012-12-28 | 2012 | CAISO | CA | 35.9098 | -119.4262 | 5.3093 | PV | c-Si | 26.53 | 20 | 1.3265 | Tracking | Single Axis | Tracking | 180 | [6 empty] | 7.45 | 13.65 | 185.87 | 125.29 | Investor-owned Utility | 186.7628 | [5 empty] | 29.17% | 30.55% | 28.91% | 29.87% | 28.78% | 27.74% | 25.94% | 25.62% | 24.88% | 26.67% | 12.78% | 17.89%
50765 | Stillwater Solar PV I- Geothermal, CSP | 2012-03-05 | 2012 | West (non-ISO) | NV | 39.5436 | -118.5605 | 5.2687 | PV | c-Si | 26.2 | 21.8 | 1.2018 | Fixed Tilt | Fixed Tilt | 16.2 | 180 | PV+Geothermal+CSP | [5 empty] | 18.46 | 9.78 | 184.25 | 124.48 | Investor-owned Utility | [6 empty] | 23.09% | 22.38% | 21.66% | 21.99% | 20.87% | 20.51% | 20.43% | 19.6% | 20.88% | 20.65% | 19.42% | 19.77%
58062 | Imperial Valley Solar Company (IVSC) 1 | 2012-05-01 | 2012 | West (non-ISO) | CA | 33.2468 | -115.4973 | 5.8325 | PV | c-Si | 28.566 | 23 | 1.242 | Fixed Tilt | Fixed Tilt | 30 | 180 | [6 empty] | 10.42 | 6.42 | 195.61 | 131.98 | Public Utilities | 128.5378 | [5 empty] | 27.06% | 26.03% | 26.12% | 26.2% | 25.66% | 21.8% | 23.58% | 21.22% | 16.67% | 14.18% | 16.32% | 17.36%
58039 | McHenry Solar Farm (K Road Modesto Solar or RET Modesto) | 2012-12-01 | 2012 | CAISO | CA | 37.7365 | -120.9905 | 5.1402 | PV | c-Si | 31.2 | 25.8 | 1.2093 | Tracking | Single Axis | Tracking | 180 | [6 empty] | 25.45 | 11.15 | 189.96 | 126.31 | Public Utilities | 181.378 | [5 empty] | 29.52% | 28.77% | 28.45% | 28.36% | 27.59% | 28.29% | 27.06% | 26.99% | 27.55% | 27.45% | 23.78% | 20.9%
57657 | NRG Solar - Avra Valley | 2012-12-14 | 2012 | West (non-ISO) | AZ | 32.3717 | -111.2828 | 5.7922 | PV | Thin-Film | 34 | 26.46 | 1.285 | Tracking | Single Axis | Tracking | 180 | [6 empty] | 11.06 | 21.67 | 155.17 | 104.07 | Investor-owned Utility | 150.3057 | [5 empty] | 32.71% | 31.99% | 30.64% | 32.2% | 31.81% | 31.13% | 29.5% | 28.09% | 29% | 27.54% | 27.94% | 26.9%
57368 | Cogentrix - Alamosa (Alamosa Solar Generating Project) | 2012-04-01 | 2012 | West (non-ISO) | CO | 37.5988 | -105.9518 | 5.3435 | PV | CPV | 36.7 | 30 | 1.2233 | Tracking | Dual-Axis | Tracking | [7 empty] | 15.75 | 24.41 | 240.58 | 160.92 | Investor-owned Utility | [6 empty] | 24.96% | 24.22% | 22.4% | 24.23% | 22.54% | 22.51% | 20.86% | 20.57% | 16.72% | 15.62% | 13.37%
57816 | McKenzie Road Solar Farm 1-6 | 2012-11-08 | 2012 | West (non-ISO) | CA | 38.3071 | -121.2908 | 5.0653 | PV | c-Si | 38.3 | 30 | 1.2767 | Tracking | Single Axis | Tracking | 180 | [6 empty] | 26.64 | 34.36 | 167.81 | 112.29 | Public Utilities
58003 | Alpaugh 50 (1st Phase) | 2012-12-28 | 2012 | CAISO | CA | 35.8997 | -119.4395 | 5.3114 | PV | c-Si | 66.25 | 50 | 1.325 | Tracking | Single Axis | Tracking | 180 | [6 empty] | 7.45 | 12.66 | 177.62 | 119.73 | Investor-owned Utility | 186.7628 | [5 empty] | 28.89% | 30.39% | 30.27% | 30.35% | 29.23% | 27.81% | 24.79% | 29.62% | 25.63% | 26.2% | 16.36% | 19.29%
57442 | Silver State North Solar Project | 2012-04-16 | 2012 | West (non-ISO) | NV | 35.6243 | -115.3526 | 5.5148 | PV | Thin-Film | 63.5 | 52 | 1.2212 | Fixed Tilt | Fixed Tilt | 25 | 180 | [6 empty] | 9.55 | 6.44 | 163.38 | 109.86 | Investor-owned Utility | 156.978 | [5 empty] | 26.84% | 26.3% | 26.31% | 25.73% | 25.6% | 25.92% | 24.96% | 25.91% | 25.3% | 25.73% | 24.73% | 24.54%
58017 | Copper Mountain Solar 2 - Phase 1 | 2012-11-21 | 2012 | CAISO | NV | 35.8046 | -114.9671 | 5.478 | PV | Thin-Film | 114.375 | 92 | 1.2432 | Fixed Tilt | Fixed Tilt | 25 | 180 | [6 empty] | 9.98 | 8.39 | 131.02 | 89.17 | Investor-owned Utility | 133.1111 | [5 empty] | 28.16% | 27.92% |  | 27.07% | 27.88% | 27.97% | 27.24% | 28.2% | 27.19% | 27.76% | 26.54% | 27.03%
57707 | Mesquite Solar 1 | 2012-12-31 | 2012 | CAISO | AZ | 33.3427 | -112.9241 | 5.8711 | PV | c-Si | 235.1 | 170 | 1.3829 | Fixed Tilt | Fixed Tilt | 20 | 180 | [6 empty] | 8.55 | 8.24 | 124.49 | 85.88 | Investor-owned Utility | 179.361 | [5 empty] | 27.77% | 27.32% | 26.7% | 27.34% | 27.78% | 27.87% | 27.35% | 27.92% | 27.19% | 27.84% | 27.12% | 26.88%
58882 | Mercer County Community College Solar | 2013-09-17 | 2013 | PJM | NJ | 40.2566 | -74.645 | 4.0037 | PV | Thin-Film | 8.3 | 7.5 | 1.1067 | Fixed Tilt | Fixed Tilt | 30 | 180 | [6 empty] | 27.19 | 5.42 | 406.3 | 264.63 | Education | [7 empty] | 16.41% | 16.87% | 16.85% | 15.92% | 14.65% | 16.48% | 15.43% | 15% | 17.21% | 14.88% | 13.73%
58520 | Tularosa Solar Energy Center (Otero County Solar Energy Center) | 2013-12-15 | 2013 | West (non-ISO) | NM | 32.978 | -105.9716 | 5.6874 | PV | Thin-Film | 9.6188 | 7.5 | 1.2825 | Fixed Tilt | Fixed Tilt | 25 | 180 | [6 empty] | 11.09 | 16.7 | 101.13 | 70.21 | Monopoly Investor-owned Utility | [7 empty] | 28.12% | 27.11% | 28.16% | 28.45% | 27.35% | 26.23% | 26.86% | 27.03% | 25.61% | 27.44% | 25.98%
58482 | Azalea Solar Power Facility | 2013-12-01 | 2013 | Southeast (non-ISO) | GA | 32.9795 | -82.5919 | 4.6805 | PV | c-Si | 9.7 | 7.65 | 1.268 | Fixed Tilt | Fixed Tilt | 20 | 180 | [6 empty] | 27.39 | 28.64 | 203.33 | 136.94 | Public Utilities | 166.7639 | [6 empty] | 22% | 20.15% | 21.25% | 20.45% | 18.6% | 19.4% | 18.14% | 16.85% | 17.77% | 18.2% | 18.04%
58521 | Manzano Solar Energy Center | 2013-11-01 | 2013 | West (non-ISO) | NM | 34.7467 | -106.6544 | 5.6191 | PV | Thin-Film | 10.26 | 8 | 1.2825 | Fixed Tilt | Fixed Tilt | 25 | 180 | [6 empty] | 11.23 | 18.32 | 106.71 | 74.08 | Monopoly Investor-owned Utility | [7 empty] | 26.86% | 25.8% | 26.75% | 26.97% | 26.59% | 25.77% | 26.19% | 23.05% | 22.58% | 25.02% | 26.06%
57306 | LADWP Pine Tree Solar Project | 2013-03-01 | 2013 | West (non-ISO) | CA | 35.2291 | -118.1956 | 5.7858 | PV | c-Si | 9.75 | 8.5 | 1.1471 | Fixed Tilt | Fixed Tilt | 30 | 180 | [6 empty] | 7.7 | 13.97 | 484.76 | 315.1 | Public Utilities | [7 empty] | 22.39% | 13.87% | 15.33% | 19.79% | 19.69% | 17.07% | 13.52% | 11.15% | 17.12% | 9.23% | 9.579%
58227 | Highlander II (SEPV 9) | 2013-04-01 | 2013 | CAISO | CA | 34.1902 | -116.0916 | 5.7987 | PV | c-Si | 10.97 | 8.5 | 1.2906 | Tracking | Single Axis | Tracking | 180 | [6 empty] | 12.14 | 6.8 | 115.14 | 78.01 | Investor-owned Utility | [7 empty] | 33.02% | 32.33% | 30.78% | 32.5% | 31.21% | 31.1% | 26.13% | 28.15% | 28.46% | 32.83% | 32.49%
58553 | Indy Solar III | 2013-12-16 | 2013 | MISO | IN | 39.6537 | -86.2599 | 4.0385 | PV | c-Si | 11.9 | 8.6 | 1.3837 | Fixed Tilt | Fixed Tilt | 20 | 177 | [6 empty] | 30.79 | 2.01 | 191.64 | 131.04 | Investor-owned Utility | [7 empty] | 20.02% | 19.63% | 23% | 19.05% | 18.22% | 17.88% | 17.4% | 14.78% | 15.93% | 17.11% | 17.9%
59454 | Valencia Solar | 2013-06-28 | 2013 | West (non-ISO) | AZ | 32.1455 | -110.8795 | 5.7977 | PV | c-Si | 12.6936 | 9 | 1.4104 | Tracking | Single Axis | Tracking | 180 | [6 empty] | 14.41 | 22.23 | 92.26 | 64.13 | Investor-owned Utility | 157.4035 | [6 empty] | 31.89% | 29.46% | 29.79% | 33.5% | 31.61% | 31.3% | 33.88% | 34.08% | 32.93% | 33.26% | 31.14%
59097 | Berry Plastics Solar Plant | 2013-08-01 | 2013 | PJM | NJ | 40.6951 | -75.1465 | 3.932 | PV | c-Si | 13.06 | 9.8 | 1.3327 | Fixed Tilt | Fixed Tilt | 25 | 180 | [6 empty] | 27.29 | 5.36 | 236.49 | 158.9 | Corporate | [7 empty] | 18.48% | 19.7% | 18.77% | 18.56% | 17.34% | 18.32% | 18.62% | 12.74% | 17.43% | 18.41% | 16.82%
58488 | Bryan Solar, LLC | 2013-06-30 | 2013 | ERCOT | TX | 29.5916 | -104.3304 | 5.8602 | PV | c-Si | 12.2148 | 9.999 | 1.2216 | Tracking | Single Axis | Tracking | 178 | [6 empty] | 23.68 |  | 160.98 | 107.08 | Unknown | [7 empty] | 29.88% | 28.32% | 29.17% | 26.93% | 27.9% | 27.61% | 27.28% | 28.07% | 27.91% | 28.43% | 26.59%
58206 | West Gates Solar Station | 2013-06-24 | 2013 | CAISO | CA | 36.1419 | -120.1327 | 5.3794 | PV | c-Si | 12.9 | 10 | 1.29 | Fixed Tilt | Fixed Tilt | 25 | 180 | [6 empty] | -15.64 | 11.14 | 175.21 | 117.67 | Investor-owned Utility | [7 empty] | 26.72% | 25.28% | 25.55% | 24.61% | 24.77% | 20.62% | 21.63% | 21.34% | 22.53% | 23.11% | 21.91%
58391 | IND Airport Solar Farm (INDY I) | 2013-10-01 | 2013 | MISO | IN | 39.6955 | -86.3153 | 4.0499 | PV | c-Si | 12.5685 | 10 | 1.2569 | Fixed Tilt | Fixed Tilt | 30 | 180 | [6 empty] | 30.58 | 2.11 | 236.31 | 158.93 | Investor-owned Utility | [7 empty] | 17.8% | 18.15% | 18.32% | 17.81% | 15.06% | 16.57% | 14.65% | 16.89% | 16.98% |  | 15.61%
58552 | Indy Solar I | 2013-12-16 | 2013 | MISO | IN | 39.6622 | -85.9842 | 4.0303 | PV | c-Si | 13.9 | 10.1 | 1.3762 | Fixed Tilt | Fixed Tilt | 20 | 180 | [6 empty] | 32.05 | 2.09 | 184.61 | 126.82 | Investor-owned Utility | 113.4219 | [6 empty] | 19.78% | 19.81% | 20.08% | 18.26% | 17.43% | 16.74% | 16.43% | 16.99% | 17.07% | 16.83% | 17.05%
58556 | Indy Solar II | 2013-12-16 | 2013 | MISO | IN | 39.6622 | -85.9842 | 4.0303 | PV | c-Si | 13.9 | 10.1 | 1.3762 | Fixed Tilt | Fixed Tilt | 20 | 180 | [6 empty] | 32.05 | 2.09 | 183.96 | 126.54 | Investor-owned Utility | [7 empty] | 19.81% | 20.15% | 19.59% | 18.74% | 17.82% | 17.4% | 15.08% | 16.38% | 16.39% | 16.95% | 16.57%
58234 | Highlander I (SEPV 8) | 2013-04-01 | 2013 | CAISO | CA | 34.1731 | -116.1537 | 5.8315 | PV | c-Si | 14.639 | 12 | 1.2199 | Tracking | Single Axis | Tracking | 180 | [6 empty] | 12.09 | 7.13 | 110.56 | 74.92 | Investor-owned Utility | [7 empty] | 31.45% | 32.48% | 31.42% | 31.37% | 32.39% | 31.02% | 26.37% | 28.32% | 30.28% | 31.19% | 31.01%
58383 | Hyder II | 2013-01-26 | 2013 | West (non-ISO) | AZ | 33.0264 | -113.3542 | 5.8589 | PV | c-Si | 21 | 14 | 1.5 | Tracking | Single Axis | Tracking | 180 | PV+Storage | LIB | AC | 2023 | 14 | 42 | 10.97 | 25.53 | 165.83 | 111.15 | Monopoly Investor-owned Utility | [7 empty] | 34.92% | 35.74% | 30.17% | 29.68% | 30.22% | 29.88% | 31.9% | 31.04% | 28.08% | 24.67% | 28.43%
58262 | PSEG Badger I | 2013-12-19 | 2013 | West (non-ISO) | AZ | 33.4984 | -112.8132 | 5.8128 | PV | c-Si | 19.3 | 14.8 | 1.3041 | Tracking | Single Axis | Tracking | 180 | [6 empty] | 10.97 | 25.75 | 128.99 | 87.43 | Monopoly Investor-owned Utility | 85.949 | [6 empty] | 30.5% | 30.22% | 31.38% | 30.49% | 30.78% | 29.66% | 29.73% | 28.85% | 29.19% | 25.62% | 25.55%
58501 | Gillespie 1 | 2013-12-01 | 2013 | West (non-ISO) | AZ | 33.0207 | -112.6617 | 5.8092 | PV | c-Si | 20.2 | 15 | 1.3467 | Tracking | Single Axis | Tracking | 190 | [6 empty] | 10.69 | 24.87 | 122.93 | 83.36 | Monopoly Investor-owned Utility | 95.799 | [6 empty] | 33.98% | 32.56% | 33.5% | 32.33% | 31.65% | 32.91% | 30.61% | 30.38% | 27.94% | 29.31% | 27.93%
58892 | Camilla Solar Plant (SDD Solar Project 1) | 2013-12-01 | 2013 | Southeast (non-ISO) | GA | 31.1856 | -84.1325 | 4.7726 | PV | c-Si | 20.248 | 16 | 1.2655 | Fixed Tilt | Fixed Tilt | 30 | 180 | [6 empty] | 27.2 | 27.21 | 176.17 | 119.57 | Monopoly Investor-owned Utility | [7 empty] | 22.84% | 20.75% | 22.53% | 21.41% | 19.61% | 19.66% | 17.92% | 18.62% | 19.99% | 17.95% | 18.63%
57891 | Guernsey Solar Station | 2013-06-01 | 2013 | CAISO | CA | 36.1635 | -119.6502 | 5.3007 | PV | c-Si | 25.5 | 20 | 1.275 | Tracking | Single Axis | Tracking | 180 | [6 empty] | 3.78 | 18.87 | 232.45 | 154.95 | Investor-owned Utility | [7 empty] | 26.45% | 26.35% | 26.14% | 25.16% | 24.95% | 24.59% | 23.81% | 22.18% | 17.85% | 13.82% | 12.94%
57892 | Gates Solar Station | 2013-06-01 | 2013 | CAISO | CA | 36.1772 | -120.1114 | 5.3794 | PV | c-Si | 27.7 | 20 | 1.385 | Fixed Tilt | Fixed Tilt | 25 | 179 | [6 empty] | 4.39 | 13.54 | 189.33 | 128.18 | Investor-owned Utility | [7 empty] | 27.2% | 24.67% | 24.88% | 24.19% | 24.72% | 18.97% | 17.66% | 15.12% | 15.52% | 21.41% | 18.05%
58149 | TA-High Desert (Antelope Project) | 2013-06-01 | 2013 | CAISO | CA | 34.7089 | -118.3047 | 5.7812 | PV | c-Si | 25.63 | 20 | 1.2815 | Tracking | Single Axis | Tracking | 180 | [6 empty] | 9.92 | 6.83 | 129.95 | 87.51 | Investor-owned Utility | [7 empty] | 32.95% | 32.66% | 31.8% | 31.54% | 32.05% | 28.44% | 28.31% | 29.15% | 27.03% | 25.89% | 32.35%
58148 | RE Kansas South | 2013-06-07 | 2013 | CAISO | CA | 36.2261 | -119.8342 | 5.3183 | PV | c-Si | 27 | 20 | 1.35 | Tracking | Single Axis | Tracking | 180 | [6 empty] | 4.37 | 8.73 | 147.12 | 98.88 | Investor-owned Utility | [7 empty] | 30.29% | 30.01% | 30.2% | 26.41% | 28.02% | 27.98% | 23.7% | 28.94% | 30.39% | 29.16% | 28%
58373 | White River Solar Phase 1 | 2013-06-17 | 2013 | CAISO | CA | 35.8758 | -119.4585 | 5.3114 | PV | c-Si | 26.795 | 20 | 1.3397 | Tracking | Single Axis | Tracking | 180 | [6 empty] | 7.77 | 9.68 | 137.38 | 93.02 | Investor-owned Utility | 190.6146 | [6 empty] | 30.64% | 30.23% | 30.17% | 29.62% | 29.61% | 26.95% | 28.1% | 27.5% | 27.67% | 25.88% | 25.24%
58374 | Corcoran 1 | 2013-07-29 | 2013 | CAISO | CA | 36.1422 | -119.5728 | 5.2915 | PV | c-Si | 26 | 20 | 1.3 | Tracking | Single Axis | Tracking | 180 | [6 empty] | -8.72 | 12.39 | 147.02 | 99.62 | Investor-owned Utility | [7 empty] | 29.24% | 29.92% | 29.13% | 29.05% | 28.85% | 25.51% | 28.24% | 27.71% | 26.86% | 19.82% | 19.71%
58701 | Apple Data Center- PV2 | 2013-10-31 | 2013 | Southeast (non-ISO) | NC | 35.7398 | -81.2124 | 4.455 | PV | c-Si | 25.056 | 20 | 1.2528 | Tracking | Single Axis | Tracking | 179 | [6 empty] | 23.4 | 33.34 | 214.03 | 142.36 | Monopoly Investor-owned Utility | [7 empty] | 22.72% | 21.83% | 24.55% | 22.64% | 21.25% | 22.79% | 20.35% | 21.46% | 22.54% | 21.55% | 19.62%
58621 | Sol Orchard Imperial 1 (Grupo T-Solar El Centro Project) | 2013-12-11 | 2013 | West (non-ISO) | CA | 32.8034 | -115.5459 | 5.8721 | PV | c-Si | 25.2 | 20 | 1.26 | Tracking | Single Axis | Tracking | 180 | [6 empty] | 11.02 | 11.69 | 122.36 | 83.37 | Public Utilities | [7 empty] | 29.86% | 29.56% | 29.19% | 27.98% | 27.54% | 26.66% | 23.48% | 22.52% | 24.94% | 26.38% | 26.81%
58366 | Atwell Island | 2013-03-22 | 2013 | CAISO | CA | 35.8154 | -119.451 | 5.3114 | PV | Thin-Film | 23.5 | 20.2 | 1.1634 | Fixed Tilt | Fixed Tilt | 18 | 180 | [6 empty] | 6 | 13.01 | 216.76 | 143.81 | Investor-owned Utility | [7 empty] | 23.75% | 23.35% | 23.25% | 21.51% | 22.48% | 21.24% | 18.49% | 20.08% | 21.23% | 18.9% | 18.75%
57455 | Borrego Solar Project (NRG) | 2013-02-12 | 2013 | CAISO | CA | 33.2914 | -116.3538 | 5.8406 | PV | c-Si | 33 | 26 | 1.2692 | Tracking | Single Axis | Tracking | 180 | [6 empty] | 5.87 | 8.12 | 145.79 | 97.54 | Investor-owned Utility | 152.5566 | [6 empty] | 32.11% | 31.37% | 31.12% | 30.31% | 30.08% | 29.14% | 28.53% | 30.92% | 28.41% | 28.37% | 27.22%
58490 | Spectrum Nevada Solar Project | 2013-10-01 | 2013 | West (non-ISO) | NV | 36.2369 | -114.8751 | 5.6686 | PV | c-Si | 37.6 | 30 | 1.2533 | Tracking | Single Axis | Tracking | 180 | [6 empty] | 9.9 | 10.28 | 130.38 | 87.33 | Investor-owned Utility | 128.6252 | [6 empty] | 31.67% | 31.58% | 31.06% | 31.67% | 31.69% | 31.15% | 32.18% | 31.12% | 31.96% | 31.59% | 31.89%
57997 | APS - AZ Sun - Foothills Solar Plant Phase I+II | 2013-03-31 | 2013 | West (non-ISO) | AZ | 32.6394 | -114.4316 | 5.8992 | PV | c-Si | 52 | 35 | 1.4857 | Tracking | Single Axis | Tracking | 180 | PV+Storage | LIB | AC | 2023 | 38 | 105 | 12.62 | 26.07 | 139.78 | 94.21 | Monopoly Investor-owned Utility | [7 empty] | 34.58% | 33.79% | 29.47% | 29.14% | 28.36% | 29.12% | 29.75% | 31.79% | 29.53% | 33.11% | 33.82%
58537 | OCI Alamo 1 Solar | 2013-12-31 | 2013 | ERCOT | TX | 29.2717 | -98.4447 | 4.792 | PV | c-Si | 49.46 | 40.7 | 1.2152 | Tracking | Single Axis | Tracking | 180 | PV+Storage | Lithium-ion | AC | 2016 | 1 | 0.25 | 23.59 |  | 167.5 | 112.58 | Public Utilities | [7 empty] | 22.48% | 20.37% | 20.84% | 19.95% | 17.78% | 15.72% | 25.11% | 23.51% | 25.56% | 24.76% | 23.49%
57295 | Alpine Solar Project | 2013-01-24 | 2013 | CAISO | CA | 34.7944 | -118.5105 | 5.6237 | PV | Thin-Film | 86.4 | 66 | 1.3091 | Fixed Tilt | Fixed Tilt | 25 | 180 | [6 empty] | -2.16 | 10.78 | 172.04 | 114.87 | Investor-owned Utility | 160.4185 | [6 empty] | 28.89% | 28.85% | 28.48% | 28.18% | 27.96% | 26.8% | 26.91% | 28.31% | 28.37% | 27.84% | 20.49%
57708 | Catalina Solar Project 1 (Phase 1+2) | 2013-08-22 | 2013 | CAISO | CA | 34.9296 | -118.3325 | 5.8249 | PV | Thin-Film | 143 | 110 | 1.3 | Fixed Tilt | Fixed Tilt | 20 | 180 | Wind+PV | [5 empty] | 8.78 | 8.13 | 122.02 | 83.2 | Investor-owned Utility | 134.7722 | [6 empty] | 29.89% | 29.05% | 27.88% | 27.94% | 27.53% | 25.65% | 25.94% | 25.96% | 27.76% | 27.26% | 27.14%
57680 | Arlington Valley Solar Project II | 2013-11-13 | 2013 | West (non-ISO) | AZ | 33.305 | -112.8337 | 5.8518 | PV | c-Si | 174.9 | 129 | 1.3558 | Tracking | Single Axis | Tracking | 180 | [6 empty] | 11.71 | 24.63 | 150.65 | 100.6 | Investor-owned Utility | 125.0763 | [6 empty] | 32.31% | 31.59% | 32.16% | 31.68% | 29.66% | 30.83% | 31.92% | 31.26% | 31.36% | 30.84% | 30.11%
57490 | (Tenaska) Imperial Solar Energy Center South (CSolar IV South) | 2013-11-18 | 2013 | CAISO | CA | 32.6622 | -115.6595 | 5.663 | PV | Thin-Film | 172.3 | 130 | 1.3254 | Fixed Tilt | Fixed Tilt | 25 | 180 | [6 empty] | 9.77 | 9.55 | 175.37 | 117.47 | Investor-owned Utility | 148.4384 | [6 empty] | 28.43% | 28.08% | 25.76% | 24.64% | 24.1% | 24.72% | 21.28% | 25.57% | 25.54% | 24.34% | 23.14%
58467 | Campo Verde | 2013-08-01 | 2013 | CAISO | CA | 32.7471 | -115.7088 | 5.7881 | PV | Thin-Film | 201.1 | 147.4 | 1.3643 | Fixed Tilt | Fixed Tilt | 25 | 180 | [6 empty] | 10.06 | 9.71 | 141.03 | 95.62 | Investor-owned Utility | [7 empty] | 30.49% | 30.3% | 29.68% | 28.87% | 26.82% | 27.58% | 27.46% | 28.38% | 28.67% | 25.45% | 22.76%
56812 | Solana Generating Station (Abengoa, Arlington Valley Solar Energy Project) | 2013-10-08 | 2013 | West (non-ISO) | AZ | 32.9216 | -112.9771 | 5.8139 | CSP | Trough |  | 250 |  | Tracking | Single Axis | Tracking | 180 | CSP+Storage | Molten Salt |  | 2013 | 280 | 1680 |  |  |  |  | Monopoly Investor-owned Utility | [7 empty] | 27.56% | 32.82% | 29.31% | 33.06% | 35.43% | 36.15% | 35.32% | 31.72% | 31.76% | 35.38% | 37.71%
57439 | California Valley Solar Ranch (CVSR, High Plains Ranch II) | 2013-11-01 | 2013 | CAISO | CA | 35.323 | -119.9086 | 5.534 | PV | c-Si | 314.9 | 250 | 1.2596 | Tracking | Single Axis | Tracking | 180 | [6 empty] | 8.73 | 8.99 | 152.91 | 101.91 | Investor-owned Utility | 151.2168 | [6 empty] | 31.25% | 31.43% | 30.96% | 29.57% | 30.9% | 26.7% | 29.31% | 31.54% | 30.79% | 28.48% | 27.22%
59630 | KDC CentraState Medical (KDC Solar Middlesex 3) | 2014-10-31 | 2014 | PJM | NJ | 40.2352 | -74.3212 | 4.0025 | PV | c-Si | 6.31 | 5.34 | 1.1816 | Fixed Tilt | Fixed Tilt | 15 | 180 | [6 empty] | 28.07 | 5.59 | 178.31 | 121.51 | Corporate | [8 empty] | 18.16% | 18.08% | 16.9% | 16.08% | 17.08% | 15.42% | 15.36% | 16.89%
59044 | Rio Rico | 2014-03-31 | 2014 | West (non-ISO) | AZ | 31.4965 | -111.0072 | 5.7151 | PV | c-Si | 7.18 | 6 | 1.1967 | Fixed Tilt | Fixed Tilt | 25 | 180 | [6 empty] | 14.36 | 13.17 | 145.51 | 99.89 | Investor-owned Utility | [8 empty] | 19.56% | 22.68% | 21.42% | 21.41% | 21.45% | 22.61% | 18.7% | 14.95%
58545 | NRG Community Solar 1 | 2014-06-30 | 2014 | West (non-ISO) | CA | 32.9832 | -115.4818 | 5.8991 | PV | c-Si | 7.5 | 6 | 1.25 | Tracking | Single Axis | Tracking | 181 | [6 empty] | 11.21 | 11.65 | 159.6 | 106.4 | Public Utilities | [8 empty] | 27.55% | 26.47% | 25.96% | 22.32% | 26.4% | 26.96% | 25.93% | 26.74% | 25.38% | 26.41%
59558 | Sandoval Solar Energy Center | 2014-12-31 | 2014 | West (non-ISO) | NM | 35.2838 | -106.8125 | 5.5846 | PV | Thin-Film | 7.37 | 6.08 | 1.2122 | Tracking | Single Axis | Tracking | 180 | [6 empty] | 11.5 | 19.45 | 82.51 | 57.31 | Monopoly Investor-owned Utility | [8 empty] | 28.83% | 30.41% | 30.71% | 30.58% | 28.77% | 28.4% | 26.77% | 29.94% | 29.25% | 29.17%
58682 | Dartmouth Solar | 2014-04-11 | 2014 | ISO-NE | MA | 41.6761 | -70.9969 | 3.89 | PV | c-Si | 7.4585 | 6.25 | 1.1934 | Fixed Tilt | Fixed Tilt | 25 | 180 | [6 empty] | 31.69 | 4.54 | 265.65 | 177.2 | Public Utilities | [8 empty] | 17.36% | 17.26% | 16.07% | 15.08% | 16.37% | 16.81% | 16.84% | 8.981% | 15.55% | 14.31%
57959 | Desert Green Solar Farm | 2014-12-09 | 2014 | CAISO | CA | 33.2654 | -116.3276 | 5.8406 | PV | CPV | 8.8614 | 6.3 | 1.4066 | Tracking | Dual-Axis | Tracking | [7 empty] | 7.91 | 11.75 | 206.11 | 138.02 | Investor-owned Utility | [8 empty] | 28.02% | 25.64% | 24.35% | 24.43% | 28.05% | 24.69% | 21.88% | 20.53% | 15.61% | 18.87%
58757 | Summer North Solar 6.5 (American Solar Greenworks) | 2014-12-31 | 2014 | CAISO | CA | 34.7239 | -118.2923 | 5.8114 | PV | c-Si | 9.201 | 6.49 | 1.4177 | Fixed Tilt | Fixed Tilt | 25 | 193 | [6 empty] | 9.03 | 12.55 | 127.42 | 88.53 | Investor-owned Utility | [8 empty] | 25.24% | 29.02% | 27.71% | 28.57% | 25.23% | 24.51% | 25.48% | 21.9% | 19.47% | 17.59%
59366 | G&S Wantage Solar | 2014-01-31 | 2014 | PJM | NJ | 41.1884 | -74.5904 | 3.8893 | PV | c-Si | 8.446 | 7 | 1.2066 | Fixed Tilt | Fixed Tilt | 10 | 180 | [6 empty] | 28.36 | 5.24 | 243.58 | 163.39 | Investor-owned Utility | [8 empty] | 15.49% | 16.81% | 15.08% | 13.99% | 15.17% | 15.89% | 14.01% | 15.44% | 15.28% | 14.31%
59186 | West Pemberton Solar Facility | 2014-07-31 | 2014 | PJM | NJ | 40.0061 | -74.7305 | 4.007 | PV | c-Si | 9.1899 | 7 | 1.3128 | Fixed Tilt | Fixed Tilt | 20 | 180 | [6 empty] | 27.82 | 5.5 | 158.26 | 108.73 | Merchant | [8 empty] | 19.72% | 20.34% | 18.86% | 18.4% | 17.87% | 17.05% | 18.85% | 19.52% | 16.98% | 18.78%
59619 | Cibola Solar Energy Center | 2014-12-31 | 2014 | West (non-ISO) | NM | 35.2543 | -107.2452 | 5.4845 | PV | Thin-Film | 9.42 | 7.6 | 1.2395 | Tracking | Single Axis | Tracking | 180 | [6 empty] | 11.47 | 17.96 | 74.56 | 52.47 | Monopoly Investor-owned Utility | [9 empty] | 28.69% | 30.02% | 29.56% | 29.69% | 30.76% | 29.99% | 30.25% | 28.77% | 28.73%
59631 | KDC Solar Branchburg (ImClone) | 2014-06-30 | 2014 | PJM | NJ | 40.5593 | -74.7134 | 3.9596 | PV | c-Si | 9.95 | 7.726 | 1.2879 | Fixed Tilt | Fixed Tilt | 20 | 180 | [6 empty] | 27.48 | 5.75 | 237.43 | 158.97 | Corporate | [8 empty] | 18.73% | 19.33% | 17.8% | 16.77% | 17.61% | 18.82% | 15.92% | 16.08% | 16.68%
58770 | Maywood Superfund Project (HQC Maywood) | 2014-04-01 | 2014 | MISO | IN | 39.7377 | -86.2182 | 4.008 | PV | c-Si | 10.86 | 7.892 | 1.3761 | Fixed Tilt | Fixed Tilt | 20 | 180 | [6 empty] | 31.06 | 2.16 | 234.32 | 158.88 | Investor-owned Utility | [8 empty] | 15.8% | 19.2% | 16.8% | 16.26% | 15.78% | 15.05% | 13.91% | 13.24% | 13.87% | 16.35%
58564 | Frenchtown III Solar | 2014-02-19 | 2014 | PJM | NJ | 40.4832 | -75.0156 | 3.9553 | PV | c-Si | 9.978 | 8 | 1.2472 | Fixed Tilt | Fixed Tilt | 25 | 180 | [6 empty] | 27.27 | 5.86 | 168.89 | 115.8 | Investor-owned Utility | [8 empty] | 19.33% | 19.37% | 18.05% | 16.85% | 17.65% | 18.33% | 17.92% | 16.08% | 13.65% | 17.42%
58721 | Orion Solar Phase II | 2014-06-30 | 2014 | CAISO | CA | 35.1478 | -118.8847 | 5.3861 | PV | c-Si | 9.6189 | 8 | 1.2024 | Tracking | Single Axis | Tracking | 180 | [6 empty] | 8.96 | 9.02 | 135.61 | 91.03 | Investor-owned Utility | [8 empty] | 29.35% | 27.99% | 24.65% | 25.08% | 25.98% | 23.87% | 26.3% | 26.49% | 26.07% | 27.09%
59319 | Rock Solid Solar Project (Howell Solar) | 2014-11-30 | 2014 | PJM | NJ | 40.2301 | -74.2258 | 4.0066 | PV | c-Si | 9.9361 | 8 | 1.242 | Fixed Tilt | Fixed Tilt | 20 | 180 | [6 empty] | 28.73 | 5.46 | 163.21 | 111.35 | Merchant | [8 empty] | 19.37% | 17.73% | 18.27% | 17.02% | 19.07% | 17.63% | 18.33% | 19.49% | 18.32% | 18.2%
58615 | Indianapolis Motor Speedway (IMS) Solar Farm | 2014-07-31 | 2014 | MISO | IN | 39.7978 | -86.2235 | 4.008 | PV | c-Si | 11.2039 | 8.8205 | 1.2702 | Fixed Tilt | Fixed Tilt | 26 | 180 | [6 empty] | 30.91 | 2.1 | 137.43 | 96.67 | Investor-owned Utility | [8 empty] | 18.48% | 17.89% | 17.86% | 16.95% | 16.18% | 15.74% | 15.54% | 16.18% | 15.82%
59618 | Meadow Lake Solar Energy Center | 2014-12-31 | 2014 | West (non-ISO) | NM | 34.8099 | -106.5175 | 5.6456 | PV | Thin-Film | 11.37 | 9.12 | 1.2467 | Tracking | Single Axis | Tracking | 180 | [6 empty] | 11.59 | 18.59 | 72.58 | 51.08 | Monopoly Investor-owned Utility | [9 empty] | 30.74% | 31.03% | 31.08% | 29.73% | 31.13% | 30.68% | 29.8% | 30.2% | 29.53%
58502 | RE Columbia 3 | 2014-02-28 | 2014 | CAISO | CA | 35.0188 | -118.1766 | 5.8444 | PV | c-Si | 11.058 | 10 | 1.1058 | Tracking | Single Axis | Tracking | 180 | [6 empty] | 9.72 | 8.11 | 104.94 | 71.33 | Investor-owned Utility | [8 empty] | 29.45% | 30.11% | 28.82% | 28.74% | 26.12% | 26.16% | 25.97% | 23.75% | 25% | 27.2%
58398 | Heber Solar PV Project (Imperial Solar 1) | 2014-05-31 | 2014 | West (non-ISO) | CA | 32.7127 | -115.5404 | 5.8901 | PV | c-Si | 13.127 | 10 | 1.3127 | Tracking | Single Axis | Tracking | 180 | [6 empty] | 11.23 | 11.26 | 121.02 | 81.92 | Public Utilities | [8 empty] | 30.21% | 29.51% | 29.84% | 29.28% | 29.7% | 27.93% | 29.24% | 29.41% | 29.13% | 28%
58417 | Lone Valley Solar Park I (Agincourt) | 2014-11-30 | 2014 | CAISO | CA | 34.3978 | -116.8655 | 5.7029 | PV | c-Si | 12.4 | 10 | 1.24 | Tracking | Single Axis | Tracking | 180 | [6 empty] | 10.51 | 8.21 | 92.41 | 64.11 | Investor-owned Utility | 101.2916 | [7 empty] | 28.62% | 26.13% | 27.2% | 27.53% | 27.18% | 26.15% | 25.85% | 26.91% | 27.14% | 26.9%
59407 | PSEG El Paso Solar Energy Center (Newman) | 2014-10-30 | 2014 | West (non-ISO) | TX | 31.9783 | -106.4275 | 5.7401 | PV | c-Si | 13.0479 | 10.416 | 1.2527 | Tracking | Single Axis | Tracking | 177 | [8 empty] | 93.34 | 65.21 | Investor-owned Utility | 53.5229 | [7 empty] | 29.83% | 30.83% | 30.14% | 28.85% | 29.58% | 31.38% | 28.51% | 28.17% |  | 14.4%
58718 | Orion Solar Phase I | 2014-04-30 | 2014 | CAISO | CA | 35.1471 | -118.8862 | 5.3861 | PV | c-Si | 15.6847 | 12 | 1.3071 | Tracking | Single Axis | Tracking | 180 | [6 empty] | 8.97 | 9.1 | 144.43 | 96.94 | Investor-owned Utility | [8 empty] | 29.19% | 29% | 26.76% | 24.38% | 25.83% | 24.58% | 27.48% | 27.9% | 27.5% | 26.87%
58640 | KRS II Koloa Solar (Grove Farm/ Kauai Solar Farm) | 2014-09-30 | 2014 | HI | HI | 21.9018 | -159.4513 | 4.7876 | PV | c-Si | 14.257 | 12 | 1.1881 | Fixed Tilt | Fixed Tilt | 20 | 180 | [6 empty] | 171.64 |  | 183.99 | 123.44 | Public Utilities | 169.9778 | [7 empty] | 20.53% | 21.37% | 20.75% | 17.6% | 16.86% | 19.95% | 19.56% | 20.37% | 19.72% | 18.8%
59779 | Davis-Monthan Air Force Base Phase I+II | 2014-02-20 | 2014 | West (non-ISO) | AZ | 32.1459 | -110.8795 | 5.7977 | PV | c-Si | 16.53 | 12.6 | 1.3119 | Tracking | Single Axis | Tracking | 180 | [6 empty] | 14.2 | 21.67 | 142.15 | 95.49 | Military | [12 empty] | 27.32% | 28.23% | 25.06% | 24.99% | 28.5% | 27.25%
8223 | Springerville Generating Station Solar System Phase 1-3 (Ph3: White Mountain Solar ) | 2014-12-31 | 2014 | West (non-ISO) | AZ | 34.296 | -109.2677 | 5.4531 | PV | Combo (c-Si, Thin-Film, CPV) | 16.61 | 13.624 | 1.2192 | Combo | Fixed, Single | Tracking | 180 | PV+Fossil | [5 empty] | 15.7 | 15.4 | 326.9 | 214.07 | Investor-owned Utility
58275, 58276, 58279 | Warren Solar Farm (Mass Midstate 1-3, Ecos Energy LLC) | 2014-04-01 | 2014 | ISO-NE | MA | 42.1993 | -72.2244 | 3.8117 | PV | c-Si | 17.2 | 14 | 1.2286 | Fixed Tilt | Fixed Tilt | 25 | 180 | [6 empty] | 31.48 | 3.09 |  |  | Education
58990 | RE Columbia 2 | 2014-12-31 | 2014 | CAISO | CA | 35.0204 | -118.1767 | 5.8444 | PV | c-Si | 19.95 | 15 | 1.33 | Tracking | Single Axis | Tracking | 180 | [6 empty] | 10 | 7.2 | 110.04 | 74.87 | Investor-owned Utility | 74.0283 | [7 empty] | 32.83% | 33.58% | 32.02% | 31.26% | 31.94% | 32.34% | 31.59% | 29.69% | 26.05% | 30.66%
59188 | Selmer Farm | 2014-11-30 | 2014 | Southeast (non-ISO) | TN | 35.1487 | -88.556 | 4.3718 | PV | c-Si | 20 | 15.84 | 1.2626 | Fixed Tilt | Fixed Tilt | 25 | 178 | [6 empty] | 23.51 | 36.92 | 120.13 | 84.47 | Investor-owned Utility | [8 empty] | 19.67% | 19.98% | 19.83% | 18.48% | 18.68% | 17.57% | 18.57% | 19.95% | 18.74% | 17.3%
59184 | Mulberry Farm | 2014-12-31 | 2014 | Southeast (non-ISO) | TN | 35.1319 | -88.5867 | 4.3718 | PV | c-Si | 20 | 15.84 | 1.2626 | Fixed Tilt | Fixed Tilt | 25 | 179 | [6 empty] | 23.56 | 36.25 | 121.99 | 85.75 | Investor-owned Utility | [8 empty] | 19.72% | 19.64% | 18.45% | 18.37% | 16.6% | 17.17% | 18.4% | 19.5% | 18.73% | 17.43%
59404 | Searchlight Solar PV Generating Facility | 2014-12-31 | 2014 | West (non-ISO) | NV | 35.4864 | -114.936 | 5.7401 | PV | c-Si | 21.472 | 17.494 | 1.2274 | Tracking | Single Axis | Tracking | 180 | [6 empty] | 9.61 | 10.51 | 146.32 | 97.1 | Investor-owned Utility | [8 empty] | 31.58% | 31.64% | 31.28% | 32.1% | 31.32% | 29.48% | 31.01% | 31.49% | 27.83% | 29.74%
58202 | RE Victor Phelan Solar One | 2014-02-28 | 2014 | CAISO | CA | 34.5123 | -117.4778 | 5.9183 | PV | c-Si | 22.4 | 17.5 | 1.28 | Tracking | Single Axis | Tracking | 180 | [6 empty] | 10.81 | 7.6 | 162.36 | 107.67 | Investor-owned Utility | [8 empty] | 31.11% | 32.33% | 30.8% | 30.78% | 28.37% | 28.69% | 29.68% | 27.47% | 25.79% | 29.06%
58972 | Fort Huachuca Solar PV Project | 2014-12-31 | 2014 | West (non-ISO) | AZ | 31.5558 | -110.3201 | 5.5543 | PV | c-Si | 22.2 | 17.7 | 1.2542 | Fixed Tilt | Fixed Tilt | 25 | 169 | [6 empty] | 13.78 | 12.03 | 130.12 | 88.29 | Military | [8 empty] | 24.8% | 26.16% | 23.63% | 23.21% | 24.06% | 25.71% | 25.84% | 25.73% | 24% | 25.8%
58616 | Westlands Solar Farms PV1 | 2014-02-28 | 2014 | CAISO | CA | 36.1276 | -120.1422 | 5.3794 | PV | c-Si | 23.1 | 18 | 1.2833 | Tracking | Single Axis | Tracking | 179 | [6 empty] | 5.82 | 9.66 | 110.64 | 76.04 | Investor-owned Utility | [8 empty] | 29% | 28.74% | 27.44% | 27.9% | 27.18% | 26.92% | 25.82% | 25.44% | 23.97%
58590 | Cascade Solar | 2014-01-31 | 2014 | CAISO | CA | 34.1572 | -116.2344 | 5.9318 | PV | c-Si | 23.919 | 18.5 | 1.2929 | Tracking | Single Axis | Tracking | 181 | [6 empty] | 12.31 | 6.98 | 101.92 | 69.21 | Investor-owned Utility | [8 empty] | 32.79% | 32.31% | 34.28% | 34.28% | 31.74% | 32.96% | 31.89% | 33.45% | 32.68% | 31.69%
58984 | RE Adams East | 2014-12-31 | 2014 | CAISO | CA | 36.6138 | -120.3835 | 5.3067 | PV | Thin-Film | 24.87 | 19 | 1.3089 | Tracking | Single Axis | Tracking | 179 | [6 empty] | 1.78 | 10.37 | 126.4 | 86.26 | Investor-owned Utility | [8 empty] | 30.67% | 29.89% | 30.26% | 30.64% | 29.73% | 26.05% | 26.91% | 24.79% | 17.96% | 23.56%
58991 | RE Kent South | 2014-12-31 | 2014 | CAISO | CA | 36.2318 | -119.9138 | 5.3587 | PV | Thin-Film | 26.6 | 19.406 | 1.3707 | Tracking | Single Axis | Tracking | 180 | [6 empty] | 5.2 | 9.41 | 120.94 | 82.55 | Investor-owned Utility | [8 empty] | 30.7% | 30.44% | 30.34% | 29.67% | 29.35% | 27.46% | 27.88% | 28.12% | 23.9% | 25.97%
57651 | Adobe Solar (FRV Cygnus Solar Project) | 2014-05-31 | 2014 | CAISO | CA | 35.1042 | -118.9539 | 5.4026 | PV | c-Si | 26 | 19.568 | 1.3287 | Tracking | Single Axis | Tracking | 180 | [6 empty] | 8.84 | 10.6 | 193.85 | 128.49 | Investor-owned Utility | [8 empty] | 28.58% | 28.62% | 28.32% | 28.69% | 27.26% | 25.61% | 26.76% | 25.08% | 22.75% | 23.05%
58943 | Halifax (HXO) Airport Solar One | 2014-12-31 | 2014 | PJM | NC | 36.4395 | -77.7098 | 4.4025 | PV | c-Si | 29.703 | 19.646 | 1.5119 | Fixed Tilt | Fixed Tilt | 20 | 180 | [6 empty] | 25.72 | 2.87 | 172 | 119.95 | Investor-owned Utility | [8 empty] | 15.96% | 17.13% | 9.752% | 19.13% | 21.13% | 20.67% | 20.76% | 17% | 19.37% | 14.03%
58986 | RE Old River One | 2014-12-31 | 2014 | CAISO | CA | 35.2192 | -119.0811 | 5.3937 | PV | Thin-Film | 26.15 | 19.65 | 1.3308 | Tracking | Single Axis | Tracking | 180 | [6 empty] | 9.5 | 11.84 | 135.92 | 92.52 | Investor-owned Utility | [8 empty] | 29.01% | 29.08% | 29.18% | 28.52% | 28.32% | 26.82% | 25.7% | 26.46% | 20.16% | 20.64%
59443 | Antelope West Solar Farm | 2014-11-30 | 2014 | CAISO | CA | 34.6886 | -118.3259 | 5.6209 | PV | c-Si | 28.3413 | 19.7 | 1.4386 | Tracking | Single Axis | Tracking | 180 | [6 empty] | 10.48 | 7.37 | 130.72 | 87.94 | Investor-owned Utility | [8 empty] | 35.67% | 35.31% | 33.76% | 22.19% | 32.99% | 32.97% | 32.69% | 35.75% | 30.93% | 30.03%
59183 | CID Solar | 2014-12-15 | 2014 | CAISO | CA | 36.1375 | -119.5625 | 5.2915 | PV | Thin-Film | 27.23 | 19.76 | 1.378 | Tracking | Single Axis | Tracking | 180 | [6 empty] | -8.5 | 9.43 | 141.49 | 95.47 | Investor-owned Utility | 117.2443 | [7 empty] | 31.13% | 30.92% | 30.31% | 30.26% | 27.06% | 27.4% | 28.43% | 29.29% | 22.51% | 25.91%
58844 | Dogwood Solar Power (Scotland Neck SE1 Solar) | 2014-01-31 | 2014 | PJM | NC | 36.1223 | -77.4058 | 4.4319 | PV | c-Si | 27.806 | 19.79 | 1.4051 | Tracking | Single Axis | Tracking | 181 | [6 empty] | 27.61 | 3.44 | 167.3 | 115.82 | Monopoly Investor-owned Utility | [8 empty] | 21.98% | 23.35% | 23.96% | 20.02% | 20.08% | 21.14% | 21.51% | 18.42% | 16.44% | 10.6%
58626 | Western Antelope Blue Sky Ranch A (WABSRA) | 2014-11-14 | 2014 | CAISO | CA | 34.6777 | -118.3187 | 5.6209 | PV | c-Si | 23.922 | 19.945 | 1.1994 | Tracking | Single Axis | Tracking | 180 | [6 empty] | 10.29 | 8.64 | 91.85 | 63.47 | Investor-owned Utility | 91.1697 | [7 empty] | 29.84% | 29.8% | 30.18% | 30.45% | 29.44% | 25.94% | 28.52% | 28.39% | 25.48% | 25.57%
59530 | Colonial Eagle Solar (Pasquotank), (Capital Partners, Phase I) | 2014-12-08 | 2014 | PJM | NC | 36.2722 | -76.3072 | 4.4491 | PV | c-Si | 28.015 | 19.946 | 1.4045 | Tracking | Single Axis | Tracking | 181 | [6 empty] | 31.21 | 3.83 | 133.64 | 92.63 | Education | [8 empty] | 24.82% | 25.89% | 25.81% | 25.1% | 20.36% | 21.43% | 24.41% | 22.11% | 19.7% | 18.11%
58544 | Mountain View Solar | 2014-01-31 | 2014 | West (non-ISO) | NV | 36.3906 | -114.9644 | 5.6922 | PV | c-Si | 25.0079 | 20 | 1.2504 | Tracking | Single Axis | Tracking | 190 | [6 empty] | 10.71 | 10.81 | 103.15 | 70.16 | Investor-owned Utility | 131.9979 | [7 empty] | 30.44% | 30.24% | 30.53% | 31.04% | 30.34% | 31.38% | 30.48% | 31.18% | 29.61% | 30.62%
58498 | Recurrent Rosamond Solar 1 | 2014-02-28 | 2014 | CAISO | CA | 34.9038 | -118.2509 | 5.8358 | PV | c-Si | 26.2 | 20 | 1.31 | Tracking | Single Axis | Tracking | 180 | [6 empty] | 9.36 | 7.42 | 101.75 | 69.43 | Investor-owned Utility | 113.1655 | [7 empty] | 33.3% | 33.71% | 32.92% | 34.13% | 32.65% | 32.51% | 33.91% | 32.35% | 28.01% | 29.77%
58499 | Recurrent Rosamond Solar 2 | 2014-02-28 | 2014 | CAISO | CA | 34.9035 | -118.2429 | 5.8358 | PV | c-Si | 20.95 | 20 | 1.0475 | Tracking | Single Axis | Tracking | 180 | [6 empty] | 9.2 | 8.03 | 101.65 | 69.2 | Investor-owned Utility | 169.0612 | [7 empty] | 28.18% | 28.54% | 28.28% | 28.01% | 25.52% | 25.09% | 25.39% | 22.85% | 21.71% | 27.48%
58973 | White River Solar Phase 2 | 2014-10-31 | 2014 | CAISO | CA | 35.8452 | -119.0627 | 5.336 | PV | c-Si | 26 | 20 | 1.3 | Tracking | Single Axis | Tracking | 180 | [6 empty] | 8.07 | 8.86 | 95.66 | 66.09 | Investor-owned Utility | 97.9956 | [7 empty] | 30.28% | 30.1% | 29.21% | 28.36% | 28.48% | 28.09% | 28.56% | 29.82% | 28.12% | 27.57%
59237 | Lone Valley Solar Park II (Marathon) | 2014-11-30 | 2014 | CAISO | CA | 34.4073 | -116.8624 | 5.8879 | PV | c-Si | 24.8 | 20 | 1.24 | Tracking | Single Axis | Tracking | 180 | [6 empty] | 10.51 | 7.83 | 88.54 | 61.42 | Investor-owned Utility | 100.765 | [7 empty] | 30.35% | 25.59% | 28.88% | 29.3% | 26.32% | 26.2% | 27.72% | 28.46% | 28.44% | 28.19%
58985 | RE Kansas Solar | 2014-12-31 | 2014 | CAISO | CA | 36.2443 | -119.8281 | 5.3183 | PV | Thin-Film | 27.8 | 20 | 1.39 | Tracking | Single Axis | Tracking | 180 | [6 empty] | 3.06 | 12.03 | 127.56 | 87.55 | Investor-owned Utility | 105.2959 | [7 empty] | 28.53% | 30.59% | 30.47% | 30% | 28.34% | 25.63% | 26.92% | 24.68% | 22.11% | 20.31%
59168 | Avalon Solar (Pima Mine Road Solar Generating Facility) | 2014-12-08 | 2014 | West (non-ISO) | AZ | 32.0309 | -110.9587 | 5.7776 | PV | c-Si | 35.1 | 29 | 1.2103 | Tracking | Single Axis | Tracking | 180 | [6 empty] | 11.02 | 19.43 | 165.17 | 109.21 | Investor-owned Utility | 119.7424 | [7 empty] | 29.63% | 31.31% | 30.79% | 30.34% | 29.11% | 29.35% | 28.31% | 29.23% | 27.89% | 25.38%
58628 | SR Simon Solar Farm | 2014-01-01 | 2014 | Southeast (non-ISO) | GA | 33.6755 | -83.6738 | 4.5646 | PV | c-Si | 38.6 | 30 | 1.2867 | Fixed Tilt | Fixed Tilt | 20 | 180 | [6 empty] | 27.82 | 31.72 | 165.11 | 112.42 | Monopoly Investor-owned Utility | 128.7057 | [7 empty] | 21.2% | 23.15% | 21.43% | 17.32% | 20.83% | 18.98% | 19.3% | 19.92% | 18.48% | 18.01%
59020 | APS Gila Bend Solar Power Plant | 2014-12-31 | 2014 | West (non-ISO) | AZ | 32.9487 | -112.7699 | 5.8028 | PV | c-Si | 51.03 | 37.12 | 1.3747 | Tracking | Single Axis | Tracking | 180 | PV+Storage | LIB | AC | 2023 | 36 | 96 | 9.94 | 24.3 | 113.5 | 77.69 | Monopoly Investor-owned Utility | [8 empty] | 32.23% | 31.58% | 30.81% | 29.59% | 29.14% | 22.21% | 29.54% | 30.05% | 24.61% | 27.67%
58717 | OCI Alamo 4 Solar | 2014-08-31 | 2014 | ERCOT | TX | 29.3226 | -100.3846 | 4.9139 | PV | c-Si | 48.1 | 39.6 | 1.2146 | Tracking | Dual-Axis | Tracking | 180 | [6 empty] | 21.26 |  |  |  | Public Utilities | [8 empty] | 22.46% | 22.56% | 21.75% | 18.68% | 20.31% | 23% | 22.14% | 21.56% | 22.73% | 21.85%
58983 | RE Columbia 1 (Camelot Solar) | 2014-12-31 | 2014 | CAISO | CA | 35.0171 | -118.1764 | 5.8444 | PV | c-Si | 59.1 | 45 | 1.3133 | Tracking | Single Axis | Tracking | 180 | [6 empty] | 9.68 | 6.98 | 99.13 | 67.77 | Public Utilities | 89.8644 | [7 empty] | 32.73% | 33.34% | 32.17% | 33.03% | 31.38% | 31.36% | 29.43% | 30.57% | 29.84% | 31.64%
59010 | Macho Springs Solar Facility | 2014-05-31 | 2014 | West (non-ISO) | NM | 32.5713 | -107.4882 | 5.8231 | PV | Thin-Film | 65.1348 | 52.2 | 1.2478 | Tracking | Single Axis | Tracking | 180 | PV+Wind | [7 empty] | 95.81 | 66 | Investor-owned Utility | 62.7939 | [7 empty] | 29.7% | 31.35% | 31.09% | 30.58% | 30.37% | 31.2% | 30.39% | 29.15% | 25.25% | 26.76%
57650 | Regulus Solar Project | 2014-11-30 | 2014 | CAISO | CA | 35.2996 | -118.8509 | 5.3806 | PV | c-Si | 81.6 | 60 | 1.36 | Tracking | Single Axis | Tracking | 180 | [6 empty] | 9.16 | 8.39 | 140.36 | 94.17 | Investor-owned Utility | 151.0085 | [7 empty] | 31.59% | 28.65% | 29.37% | 30.93% | 29.96% | 28.25% | 29.97% | 30.11% | 27.5% | 29.14%
58592 | Solar Gen 2 - First Solar (Sonora, Arkansas, and Alhambra) | 2014-12-31 | 2014 | CAISO | CA | 33.0829 | -115.4674 | 5.9012 | PV | Thin-Film | 194.7 | 155.1 | 1.2553 | Tracking | Single Axis | Tracking | 180 | [6 empty] | 8.31 | 8.27 | 161.08 | 106.81 | Investor-owned Utility | 120.9076 | [7 empty] | 30.82% | 30.71% | 29.83% | 28.34% | 27.97% | 29% | 28.32% | 29.77% | 27.71% | 26.73%
58430 | Centinela Solar Energy (phase I+II) | 2014-08-31 | 2014 | CAISO | CA | 32.6871 | -115.6469 | 5.663 | PV | c-Si | 215.9 | 170 | 1.27 | Tracking | Single Axis | Tracking | 180 | [6 empty] | 11.18 | 9.36 | 134.35 | 89.75 | Investor-owned Utility | 149.2073 | [7 empty] | 34.24% | 32.46% | 31.4% | 30.81% | 32.48% | 33.42% | 33.69% | 33.8% | 33.01% | 23.62%
56917 | Mount Signal Solar Farm I (formerly known as Imperial Valley Solar I LLC) | 2014-03-31 | 2014 | CAISO | CA | 32.6733 | -115.587 | 5.8522 | PV | Thin-Film | 265.78 | 206.72 | 1.2857 | Tracking | Single Axis | Tracking | 180 | [6 empty] | 11.15 | 9.05 | 170.73 | 114.07 | Investor-owned Utility | 99.163 | [7 empty] | 30.76% | 30.56% | 30.61% | 28.17% | 27.93% | 23.54% | 21.21% | 19.4% | 19.13% | 24.43%
57378 | Antelope Valley Solar Ranch 1 (First Solar)/ AV Solar Ranch One | 2014-08-31 | 2014 | CAISO | CA | 34.7841 | -118.4325 | 5.7208 | PV | Thin-Film | 283.7 | 241.5 | 1.1747 | Fixed Tilt | Fixed Tilt | 25 | 180 | [6 empty] | 8.66 | 8.27 | 182.2 | 119.79 | Investor-owned Utility | 165.8673 | [7 empty] | 29.28% | 28.96% | 28.74% | 28.66% | 27.21% | 26.88% | 28.06% | 28.68% | 26.84% | 26.68%
58542 | Desert Sunlight 250 (Sunlight Storage I) | 2014-10-31 | 2014 | CAISO | CA | 33.8125 | -115.3742 | 5.7074 | PV | Thin-Film | 333.62 | 249.7 | 1.3361 | Fixed Tilt | Fixed Tilt | 22.5 | 191 | PV+Storage | Lithium-Ion | AC | 2022 | 230 | 920 | 4.8 | 8.71 | 150.74 | 101.47 | Investor-owned Utility | 164.4117 | [7 empty] | 28.07% | 28.44% | 28.26% | 28.34% | 27.6% | 27.84% | 26.88% | 19.48% | 24.85% | 25.34%
57394 | Genesis Solar Energy Project | 2014-03-31 | 2014 | CAISO | CA | 33.6649 | -114.9957 | 5.8586 | CSP | Trough |  | 250 |  | Tracking | Single Axis | Tracking | 181 | [10 empty] | Investor-owned Utility | [7 empty] | 28.73% | 28.38% | 28.36% | 28.67% | 28.45% | 28.18% | 27.74% | 24.59% | 28.02% | 28.23% | 28.4%
57331 | Mojave Solar (Abengoa) | 2014-12-31 | 2014 | CAISO | CA | 35.0102 | -117.3189 | 5.9372 | CSP | Trough |  | 250 |  | Tracking | Single Axis | Tracking | 180 | [10 empty] | Investor-owned Utility | [8 empty] | 23% | 28.46% | 27.12% | 27.63% | 23.49% | 25.43% | 26.85% | 27.2% | 27.96% | 28.65%
57373 | Agua Caliente Solar Project | 2014-02-28 | 2014 | CAISO | AZ | 32.978 | -113.4946 | 5.8555 | PV | Thin-Film | 398.6 | 290 | 1.3745 | Fixed Tilt | Fixed Tilt | 15 | 195 | [6 empty] | 7.85 | 8.58 | 162.34 | 108.39 | Investor-owned Utility | 233.8455 | [7 empty] | 29.12% | 29.19% | 28.69% | 28.47% | 28.19% | 28.45% | 27.83% | 28.6% | 27.21% | 25.75%
57993 | Desert Sunlight 300 (Sunlight Storage II) | 2014-10-31 | 2014 | CAISO | CA | 33.8232 | -115.3968 | 5.7074 | PV | Thin-Film | 407.06 | 313.7 | 1.2976 | Fixed Tilt | Fixed Tilt | 22.5 | 191 | PV+Storage | Lithium-Ion | AC | 2024 | 230 | 920 | 4.74 | 9.12 | 150.56 | 101.41 | Investor-owned Utility | 160.9508 | [7 empty] | 24.48% | 26.22% | 25.58% | 26.38% | 25.3% | 23.9% | 25.34% | 24.98% | 24% | 24.2%
57073, 57074, 57075 | Ivanpah Solar Energy Generating System 1-3 | 2014-02-28 | 2014 | CAISO | CA | 35.5567 | -115.4704 | 5.7195 | CSP | Tower |  | 370 |  | Tracking | Dual-Axis | Tracking | [11 empty] | Investor-owned Utility | [16 empty] | 17.31% | 21.43%
57695 | Topaz Solar Farm Phase 1-3 | 2014-10-31 | 2014 | CAISO | CA | 35.3723 | -120.0565 | 5.4924 | PV | Thin-Film | 757.9 | 585.9 | 1.2936 | Fixed Tilt | Fixed Tilt | 25 | 180 | [6 empty] | 6.96 | 11.74 | 139.86 | 95.29 | Investor-owned Utility | 170.7732 | [7 empty] | 25.35% | 24.59% | 24.11% | 26.02% | 24.47% | 24.92% | 25.34% | 23.8% | 20.2% | 20.81%
60239 | Pastime Farm | 2015-12-26 | 2015 | MISO | IN | 39.5212 | -87.1804 | 4.0474 | PV | Thin-Film | 6.93 | 5.2 | 1.3327 | Fixed Tilt | Fixed Tilt | 20 | 180 | [6 empty] | 31.63 | 2.2 | 178.49 | 120.4 | Monopoly Investor-owned Utility | [9 empty] | 21.28% | 20.46% | 19.99% | 19.16% | 19.59% | 19.59% | 18.97% | 19.7% | 19.71%
60238 | McDonald Solar Farm | 2015-12-26 | 2015 | MISO | IN | 39.5952 | -87.4741 | 4.0698 | PV | Thin-Film | 7.14 | 5.2 | 1.3731 | Fixed Tilt | Fixed Tilt | 20 | 180 | [6 empty] | 32.63 | 2.24 | 191.24 | 129.24 | Monopoly Investor-owned Utility | [9 empty] | 20.78% | 20.03% | 19.85% | 12.99% | 19.16% | 19.06% | 19.13% | 19.36% | 17.14%
59204 | OCI Alamo 3 Solar (Walzem Solar, Texas 3) | 2015-01-01 | 2015 | ERCOT | TX | 29.4796 | -98.2991 | 4.7655 | PV | c-Si | 6.7473 | 5.5 | 1.2268 | Tracking | Dual-Axis | Tracking | [7 empty] | 24.27 |  | 145.91 | 98.49 | Public Utilities | [9 empty] | 24.88% | 24.25% | 21.92% | 22.43% | 22.33% | 22.2% | 23.83% | 21.38% | 20.39%
59556 | Dalton phase 3 (Dalton 2 in EIA) (Looper Bridge Solar Facility in Ventyx) | 2015-05-13 | 2015 | Southeast (non-ISO) | GA | 34.7127 | -84.9184 | 4.3716 | PV | c-Si | 7.1 | 5.5 | 1.2909 | Fixed Tilt | Fixed Tilt | 22 | 180 | [6 empty] | 27.68 | 30.28 | 107.98 | 77.05 | Public Utilities | [9 empty] | 22.92% | 21.8% | 19.85% | 20.65% | 18.56% | 21.89% | 20.99% | 17.93% | 12.17%
59611 | Lakeland Bluebird Facility (Sutton or Bella Vista) | 2015-08-01 | 2015 | Southeast (non-ISO) | FL | 28.0668 | -82.0174 | 4.9721 | PV | c-Si | 7.689 | 6 | 1.2815 | Tracking | Single Axis | Tracking | 180 | [8 empty] | 131.4 | 91.57 | Public Utilities | 110.4343 | [8 empty] | 20.18% | 21.6% | 20.27% | 21.04% | 18.36% | 17.18% | 18.87% | 15.37% | 16.81%
60734 | Bordentown Solar | 2015-12-30 | 2015 | PJM | NJ | 40.0386 | -74.7766 | 4.007 | PV | c-Si | 8.5 | 6.8 | 1.25 | Fixed Tilt | Fixed Tilt | 19 | 195 | [6 empty] | 28.28 | 5.85 |  |  | Investor-owned Utility | [10 empty] | 18.15% | 17.4% | 17.98% | 17.59% | 16.6% | 10.91% | 16.77% | 15.54%
59440 | NextEra Adelanto Solar Phase 2 | 2015-07-03 | 2015 | CAISO | CA | 34.554 | -117.3697 | 5.9189 | PV | c-Si | 8.5491 | 7 | 1.2213 | Tracking | Single Axis | Tracking | 180 | [6 empty] | 10.7 | 9.41 | 101.88 | 69.67 | Investor-owned Utility | 85.0403 | [8 empty] | 27.98% | 30.27% | 30.75% | 29.82% | 26.68% | 28.24% | 27.01% | 27.75% | 23.47%
60035 | Tequesquite Landfill Solar PV Project (RPU Project, SSC 31) | 2015-10-30 | 2015 | CAISO | CA | 33.9749 | -117.4072 | 5.4522 | PV | c-Si | 9.396 | 7.5 | 1.2528 | Fixed Tilt | Fixed Tilt | 7.5 | 180 | [6 empty] | 11.9 | 11.45 | 128.2 | 88.26 | Public Utilities | 90.4907 | [8 empty] | 23.33% | 22.35% | 22.6% | 22.05% | 21.12% | 12.56% | 19.97% | 20.07% | 19.3%
59001 | PSEG Parkland Landfill Solar | 2015-01-01 | 2015 | PJM | NJ | 40.1273 | -74.7112 | 3.9679 | PV | c-Si | 10.14 | 7.8 | 1.3 | Fixed Tilt | Fixed Tilt | 15 | 180 | [6 empty] | 27.88 | 5.26 | 168.45 | 115 | Investor-owned Utility | [9 empty] | 17.13% | 17.35% | 16.81% | 18.66% | 17.97% | 18.38% | 17.39% | 18.02% | 17.24%
58877 | PSEG Kinsley Landfill Solar | 2015-01-01 | 2015 | PJM | NJ | 39.7937 | -75.1063 | 4.0834 | PV | c-Si | 11.18 | 8.6 | 1.3 | Fixed Tilt | Fixed Tilt | 10 | 180 | [6 empty] | 28.59 | 5.62 | 188.56 | 128.24 | Investor-owned Utility | [9 empty] | 19.75% | 18.08% | 17.23% | 19.07% | 13.45% | 17.59% | 16.67% | 15.15% | 15.55%
60196 | Santa Fe Solar Energy Center | 2015-12-31 | 2015 | West (non-ISO) | NM | 35.5619 | -106.085 | 5.5176 | PV | c-Si | 11.6 | 9.5 | 1.2211 | Tracking | Single Axis | Tracking | 180 | [6 empty] | 11.56 | 16.79 | 70.56 | 49.79 | Monopoly Investor-owned Utility | [9 empty] | 26.59% | 25.99% | 28.96% | 28.7% | 26.35% | 27.24% | 26.97% | 28.76% | 29.31%
59273 | SEPV Palmdale East Solar | 2015-10-27 | 2015 | CAISO | CA | 34.6131 | -117.9389 | 5.8909 | PV | c-Si | 11.497 | 9.98 | 1.152 | Tracking | Single Axis | Tracking | 180 | [6 empty] | 9.95 | 7.73 | 99.78 | 67.59 | Investor-owned Utility | [9 empty] | 31.16% | 30.15% | 30.84% | 29.66% | 28% | 29.49% | 28.7% | 27.77% | 28.57%
59444 | (City of) Phoenix (Desert Star) (Landfill SR85) | 2015-06-10 | 2015 | West (non-ISO) | AZ | 33.1441 | -112.6626 | 5.8536 | PV | c-Si | 15.624 | 10 | 1.5624 | Tracking | Single Axis | Tracking | 180 | PV+Storage | LIB | AC | 2023 | 10 | 30 | 11.23 | 25.72 | 98.07 | 67.46 | Monopoly Investor-owned Utility | [11 empty] | 30.26% | 31.6% | 32.96% | 32.24% | 31.51% | 34.22% | 35.43%
58418, 58419 | Victor Dry Farm Ranch A+B | 2015-08-25 | 2015 | CAISO | CA | 34.4978 | -117.4711 | 5.8946 | PV | c-Si | 11 | 10 | 1.1 | Fixed Tilt | Fixed Tilt | 15 | 192 | [6 empty] | 9.48 | 9.97 | 92.66 | 63.2 | Investor-owned Utility
59424, 59823 | IND Airport Solar Farm Phase 2 (INDY II + III) | 2015-09-30 | 2015 | MISO | IN | 39.6947 | -86.3217 | 4.0499 | PV | c-Si | 13.2 | 10 | 1.32 | Tracking | Single Axis | Tracking | 180 | [6 empty] | 31.34 | 2.42 | 199.91 | 134.81 | Investor-owned Utility
59601 | PSEG L&D Landfill Solar | 2015-12-30 | 2015 | PJM | NJ | 39.9814 | -74.7652 | 4.0293 | PV | c-Si | 12.93 | 10 | 1.293 | Fixed Tilt | Fixed Tilt | 20 | 180 | [6 empty] | 27.83 | 5.47 | 208.83 | 139.72 | Investor-owned Utility | [9 empty] | 18.97% | 18.94% | 17.98% | 19.07% | 18.46% | 19.29% | 19.06% | 16.49% | 19.18%
60195 | South Valley Solar Energy Center | 2015-12-31 | 2015 | West (non-ISO) | NM | 34.9856 | -106.7299 | 5.6095 | PV | c-Si | 12.4 | 10 | 1.24 | Tracking | Single Axis | Tracking | 180 | [6 empty] | 11.41 | 19.85 | 73.04 | 51.56 | Monopoly Investor-owned Utility | [9 empty] | 28.15% | 21.69% | 28.83% | 27.59% | 30.04% | 26.33% | 24.74% | 28.52% | 28.41%
60198 | Rio Communities Solar Energy Center | 2015-12-31 | 2015 | West (non-ISO) | NM | 34.6379 | -106.7016 | 5.6544 | PV | c-Si | 12.4 | 10 | 1.24 | Tracking | Single Axis | Tracking | 180 | [6 empty] | 11.61 | 19.88 | 70.99 | 50.08 | Monopoly Investor-owned Utility | [9 empty] | 26.86% | 27.51% | 26.84% | 27.55% | 27.98% | 26.99% | 26.32% | 29.08% | 30.46%
64190 | Waipio Peninsula | 2015-10-31 | 2015 | HI | HI | 21.3664 | -157.9852 | 5.724 | PV | c-Si | 14.3 | 10.2 | 1.402 | Fixed Tilt | Fixed Tilt | 10 | 180 | [6 empty] | 171.07 |  |  |  | Military | [13 empty] | 24.08% | 25.76% | 24.39% | 26.56% | 19.57%
59811 | PSEG Waldorf Solar Center (Rockfish Solar) | 2015-08-01 | 2015 | PJM | MD | 38.5897 | -76.8765 | 4.1924 | PV | c-Si | 13.09 | 10.3 | 1.2709 | Tracking | Single Axis | Tracking | 180 | [6 empty] | 40.25 | 6.16 | 121.53 | 85 | Public Utilities | 72.3069 | [8 empty] | 22.4% | 22.31% | 20.85% | 22.47% | 20.31% | 21.65% | 20.08% | 16.15% | 15.66%
60197 | Santolina Solar Energy Center | 2015-12-31 | 2015 | West (non-ISO) | NM | 35.0126 | -106.8609 | 5.6324 | PV | c-Si | 12.4 | 10.5 | 1.181 | Tracking | Single Axis | Tracking | 180 | [6 empty] | 11.49 | 20.02 | 69.36 | 48.98 | Monopoly Investor-owned Utility | [9 empty] | 27.46% | 28.68% | 28.89% | 26.86% | 28.32% | 28.22% | 25.71% | 24.93% | 29.68%
57324 | Luke Air Force Base Solar | 2015-07-13 | 2015 | West (non-ISO) | AZ | 33.5265 | -112.3807 | 5.8059 | PV | c-Si | 15.624 | 11.2 | 1.395 | Tracking | Single Axis | Tracking | 180 | [6 empty] | 11.95 | 25.33 | 88.74 | 61.05 | Military | [12 empty] | 31.41% | 32.8% | 31.36% | 33.4% | 33.4% | 32.7%
59498 | Tracy Solar | 2015-12-01 | 2015 | Southeast (non-ISO) | NC | 35.7975 | -78.1412 | 4.4296 | PV | c-Si | 14.0001 | 11.662 | 1.2005 | Fixed Tilt | Fixed Tilt | 20 | 181 | [6 empty] | 22.71 | 33.22 | 118.63 | 83.52 | Monopoly Investor-owned Utility | [9 empty] | 19.09% | 19.36% | 18.11% | 18.16% | 16.85% | 17.41% | 14.74% | 16.25% | 16.4%
58639 | KRS I Anahola Solar | 2015-08-01 | 2015 | HI | HI | 22.1297 | -159.3071 | 4.3563 | PV | c-Si | 14.53 | 12 | 1.2108 | Fixed Tilt | Fixed Tilt | 20 | 180 | PV+Storage | Lithium-ion | AC | 2015 | 6 | 4.63 | 172.18 |  | 165.56 | 111.64 | Public Utilities | [9 empty] | 20.06% | 20.48% | 18.33% | 17.12% | 19.65% | 20.71% | 21.91% | 17.84% | 19.47%
59087 | (City of) Corcoran Solar (formerly Cottonwood 2) | 2015-05-01 | 2015 | CAISO | CA | 36.1363 | -119.5566 | 5.2915 | PV | Thin-Film | 14.9 | 12 | 1.2417 | Tracking | Single Axis | Tracking | 180 | [6 empty] | -8.71 | 11.25 | 162.84 | 108.66 | Investor-owned Utility | [9 empty] | 28.14% | 26.33% | 27.31% | 24.68% | 25.04% | 25.5% | 26.81% | 20.1% | 21.71%
59086 | Goose Lake Solar (formerly Cottonwood 1) | 2015-07-27 | 2015 | CAISO | CA | 35.5904 | -119.5757 | 5.3368 | PV | Thin-Film | 16.8675 | 12 | 1.4056 | Tracking | Single Axis | Tracking | 179 | [6 empty] | 8.25 | 8.17 | 148.75 | 99.21 | Public Utilities | 140.5518 | [8 empty] | 33.4% | 33.16% | 32.59% | 30.7% | 29.81% | 31.61% | 31.19% | 24.09% | 29.9%
59526 | Whitakers Solar (Capital Partners, Phase II, Project B) | 2015-12-01 | 2015 | PJM | NC | 36.1307 | -77.7366 | 4.4321 | PV | c-Si | 16.875 | 12 | 1.4062 | Tracking | Single Axis | Tracking | 181 | [6 empty] | 27.59 | 4 | 120.78 | 83.51 | Education | [9 empty] | 25.18% | 26.56% | 25.03% | 25.58% | 23.44% | 25.08% | 25.01% | 21.63% | 20.72%
59947 | SR Camden | 2015-12-30 | 2015 | West (non-ISO) | AR | 33.6369 | -92.7054 | 4.5111 | PV | Thin-Film | 16.821 | 12.5 | 1.3457 | Tracking | Single Axis | Tracking | 180 | [8 empty] | 129.89 | 89.51 | Corporate | [9 empty] | 22.35% | 24.26% | 24.59% | 23.76% | 22.02% | 21.36% | 23.13% | 20.14% | 19.11%
59966 | Camp Lejeune Solar (Navy, Marines) | 2015-12-01 | 2015 | Southeast (non-ISO) | NC | 34.7232 | -77.3496 | 4.4517 | PV | c-Si | 17 | 12.8 | 1.3281 | Fixed Tilt | Fixed Tilt | 20 | 181 | PV+Storage | LIB | DC | 2023 | 11 | 11 | 22.64 | 31.06 | 122.66 | 86.11 | Monopoly Investor-owned Utility | [9 empty] | 21.04% | 19.93% | 17.63% | 19.39% | 18.5% | 16.23% | 15.99% | 18.72% | 18.53%
59872 | UC Davis South Campus (UC Davis Large Solar Plant, SSC 32) | 2015-11-20 | 2015 | CAISO | CA | 38.52 | -121.7403 | 5.0824 | PV | c-Si | 16.3 | 13 | 1.2538 | Tracking | Single Axis | Tracking | 180 | [6 empty] | 32.89 | 11.1 | 99.27 | 69.21 | Education | [9 empty] | 25.97% | 25.86% | 27.06% | 26.24% | 24.34% | 25.07% | 21.93% | 20.55%
59548 | Creswell (Alligood) Solar | 2015-05-01 | 2015 | PJM | NC | 35.887 | -76.3793 | 4.3902 | PV | c-Si | 19.6 | 14 | 1.4 | Tracking | Single Axis | Tracking | 180 | [6 empty] | 29.33 | 3.61 | 132.36 | 91.58 | Monopoly Investor-owned Utility | [9 empty] | 24.15% | 25.2% | 24.86% | 20.6% | 11.21% | 22.58% | 21.34% | 19.3% | 20.15%
59008 | Woodmere Solar Farm (Redwood: Woodmere) | 2015-12-18 | 2015 | CAISO | CA | 35.3231 | -118.8214 | 5.3686 | PV | Thin-Film | 18.7523 | 14.994 | 1.2507 | Tracking | Single Axis | Tracking | 180 | [6 empty] | 9.02 | 13.18 | 116.99 | 80.1 | Investor-owned Utility | [9 empty] | 27.27% | 27.83% | 26.71% | 27.75% | 27.08% | 27.23% | 25.06% | 23.57% | 18.55%
59185, 59318, 59628 | Jacobstown Solar Farm 1-3 (2: North Run, 3: Hanover) | 2015-09-30 | 2015 | PJM | NJ | 40.0635 | -74.5807 | 4.0338 | PV | c-Si | 18.3437 | 15 | 1.2229 | Fixed Tilt | Fixed Tilt | 20 | 180 | [6 empty] | 28.7 | 5.18 | 149.01 | 102.09 | Merchant
60007 | Morelos Del Sol | 2015-11-30 | 2015 | CAISO | CA | 35.7274 | -119.9013 | 5.3774 | PV | Thin-Film | 18.72 | 15 | 1.248 | Tracking | Single Axis | Tracking | 180 | [6 empty] | 6.75 | 10.76 | 117.67 | 80.07 | Investor-owned Utility | [9 empty] | 29.63% | 29.51% | 29.49% | 27.36% | 27% | 26.91% | 26.07% | 22.47% | 22.71%
59887 | Beaufort Solar | 2015-12-01 | 2015 | Southeast (non-ISO) | NC | 35.456 | -77.1355 | 4.4016 | PV | c-Si | 21.0074 | 15.003 | 1.4002 | Fixed Tilt | Fixed Tilt | 20 | 176 | [6 empty] | 20.46 | 5.45 | 119.21 | 83.45 | Monopoly Investor-owned Utility | [9 empty] | 22.02% | 20.49% | 20.57% | 22.2% | 20.9% | 21.65% | 21.62% | 21.02% | 18.69%
59919 | Solar Star Nellis Air Force Base (Solar Star NAFB) | 2015-11-18 | 2015 | West (non-ISO) | NV | 36.2076 | -115.047 | 5.62 | PV | c-Si | 19 | 15.5 | 1.2258 | Tracking | Single Axis | Tracking | 180 | [6 empty] | 10.65 | 10.82 | 99.97 | 68.17 | Investor-owned Utility | [9 empty] | 29.79% | 29.63% | 29.94% | 29.05% | 29.44% | 26.78% | 28.8% | 27.57% | 27.5%
58831 | Redcrest Solar Farm (Redwood: Redcrest) | 2015-11-06 | 2015 | CAISO | CA | 35.3219 | -118.8128 | 5.3686 | PV | Thin-Film | 20.856 | 16.66 | 1.2519 | Tracking | Single Axis | Tracking | 180 | [6 empty] | 9.02 | 14.28 | 134.06 | 91.64 | Investor-owned Utility | [9 empty] | 27.64% | 27.7% | 26.39% | 27.74% | 23.13% | 23.58% | 18.66% | 19.21% | 17.12%
59474 | Apple Data Center- PV3 | 2015-12-01 | 2015 | Southeast (non-ISO) | NC | 35.6959 | -81.1517 | 4.491 | PV | c-Si | 21.924 | 17.5 | 1.2528 | Tracking | Single Axis | Tracking | 178 | [6 empty] | 23.38 | 33.39 | 153.54 | 103.51 | Monopoly Investor-owned Utility | [9 empty] | 25.37% | 23.92% | 23.12% | 23.58% | 21.37% | 23.05% | 23.36% | 19.74% | 20.34%
59472 | Apple Data Center (Reno NV), (Fort Churchill) | 2015-05-31 | 2015 | West (non-ISO) | NV | 39.1208 | -119.1407 | 5.2612 | PV | CPV | 19.7407 | 18 | 1.0967 | Tracking | Single Axis | Tracking | 179 | [6 empty] | 20.46 | 12.51 | 159.2 | 107.64 | Corporate | [9 empty] | 25.2% | 23.15% | 22.45% | 23.09% | 23.18% | 19.35% | 16.44% | 15.03% | 14.02%
59334 | Catalina Solar Project 2 (Phase 3) | 2015-07-22 | 2015 | CAISO | CA | 34.9212 | -118.3623 | 5.8249 | PV | c-Si | 24.2768 | 18.4 | 1.3194 | Tracking | Single Axis | Tracking | 180 | [6 empty] | 10.13 | 6.76 | 113.06 | 76.2 | Investor-owned Utility | [9 empty] | 34.97% | 34.37% | 34.76% | 32.53% | 29.81% | 29.91% | 29.03% | 27.91% | 32.66%
59469 | Alamo Solar Project | 2015-05-01 | 2015 | CAISO | CA | 34.686 | -117.3452 | 5.9225 | PV | c-Si | 23.3535 | 18.7 | 1.2489 | Tracking | Single Axis | Tracking | 180 | [6 empty] | 10.53 | 7.61 | 117.13 | 78.83 | Investor-owned Utility | [9 empty] | 32.02% | 31.13% | 31.92% | 25.53% | 25.31% | 28.85% | 32% | 26.68% | 29.03%
59449 | Decatur County Solar Project | 2015-12-01 | 2015 | Southeast (non-ISO) | GA | 30.9671 | -84.6258 | 4.7772 | PV | c-Si | 27 | 18.972 | 1.4231 | Tracking | Single Axis | Tracking | 180 | [6 empty] | 27.68 | 32.41 | 98.72 | 68.98 | Monopoly Investor-owned Utility | [9 empty] | 27.88% | 26.43% | 24.59% | 25.91% | 25% | 23.91% | 26.42% | 25.05% | 25.31%
59979 | PSEG Pittsburg Solar Energy Center (Columbia Star / Columbia Solar Energy ) | 2015-10-31 | 2015 | CAISO | CA | 38.0197 | -121.8651 | 5.0391 | PV | c-Si | 25.4079 | 19.2 | 1.3233 | Fixed Tilt | Fixed Tilt | 20 | 203 | [6 empty] | 10.85 | 19.87 | 185.87 | 127.34 | Investor-owned Utility | [9 empty] | 24.19% | 24.56% | 23.37% | 22.81% | 19.8% | 19.36% | 13.93% | 11.73% | 11.09%
60422 | Morgans Corner Solar | 2015-12-01 | 2015 | PJM | NC | 36.4211 | -76.3642 | 4.4047 | PV | c-Si | 25 | 19.654 | 1.272 | Fixed Tilt | Fixed Tilt | 20 | 181 | [6 empty] | 29.06 | 2.84 | 154.24 | 106.5 | Military | [9 empty] | 18.84% | 19.09% | 15.9% | 16.83% | 17.48% | 17.63% | 14.31% | 16.44% | 16.11%
59413 | Corcoran 2 (SPS Corcoran West Solar) | 2015-07-27 | 2015 | CAISO | CA | 36.1419 | -119.5818 | 5.2915 | PV | c-Si | 28 | 19.75 | 1.4177 | Tracking | Single Axis | Tracking | 180 | [6 empty] | -8.35 | 9.28 | 120.07 | 81.75 | Investor-owned Utility | [9 empty] | 29.32% | 29.05% | 29.06% | 28.29% | 27.68% | 28.88% | 29.4% | 27.05% | 26.31%
59322 | Pumpjack Solar (1) | 2015-02-28 | 2015 | CAISO | CA | 35.4161 | -119.6377 | 5.3259 | PV | c-Si | 26.3209 | 20 | 1.316 | Tracking | Single Axis | Tracking | 179 | [6 empty] | 7.02 | 9.28 | 106.06 | 72.7 | Investor-owned Utility | 100.9776 | [8 empty] | 28.35% | 28.36% | 28.79% | 29.13% | 25.66% | 28.1% | 28.32% | 24.97% | 26.32%
59380 | Wildwood Solar Project (1) | 2015-03-01 | 2015 | CAISO | CA | 35.6214 | -119.5678 | 5.3805 | PV | c-Si | 26.0775 | 20 | 1.3039 | Tracking | Single Axis | Tracking | 179 | [6 empty] | 8.1 | 10.25 | 113.38 | 77.54 | Investor-owned Utility | 102.5528 | [8 empty] | 26.5% | 26.07% | 28.46% | 28.27% | 25.02% | 26.74% | 26.83% | 25.52% | 23.83%
59555 | Leo/Vega Solar | 2015-05-26 | 2015 | CAISO | CA | 36.9275 | -120.8095 | 5.2043 | PV | c-Si | 25.8199 | 20 | 1.291 | Tracking | Single Axis | Tracking | 180 | [6 empty] | 20.3 | 8.4 | 75.29 | 53.07 | Investor-owned Utility | [9 empty] | 29.77% | 29.08% | 29.35% | 28.06% | 24.52% | 28.53% | 26.85% | 27.25% | 29.09%
59638 | Coronal Lost Hills | 2015-05-30 | 2015 | CAISO | CA | 35.7273 | -119.9054 | 5.3774 | PV | c-Si | 25.9904 | 20 | 1.2995 | Tracking | Single Axis | Tracking | 179 | [6 empty] | 6.74 | 11.47 | 144.1 | 96.58 | Investor-owned Utility | [9 empty] | 31.23% | 29.73% | 30.04% | 28.93% | 26.39% | 29.29% | 27.04% |  | 21.32%
59408 | Shafter Solar | 2015-06-22 | 2015 | CAISO | CA | 35.4511 | -119.1263 | 5.3634 | PV | c-Si | 26.8026 | 20 | 1.3401 | Tracking | Single Axis | Tracking | 180 | [6 empty] | 9.16 | 9.28 | 100.96 | 69.41 | Investor-owned Utility | 97.6202 | [8 empty] | 29.41% | 29.89% | 29.7% | 29.59% | 28.34% | 29.11% | 28.09% | 27.52% | 26.33%
59633 | Kettleman Solar (Kings Co) / Centaurus | 2015-08-14 | 2015 | CAISO | CA | 36.0585 | -119.9465 | 5.3557 | PV | c-Si | 26.97 | 20 | 1.3485 | Tracking | Single Axis | Tracking | 180 | [6 empty] | 26.41 | 9.54 | 89.54 | 62.45 | Public Utilities | 79.5258 | [8 empty] | 31.87% | 29.15% | 30.77% | 30.38% | 27.45% | 30.51% | 30.33% | 21.49%
59441 | NextEra Adelanto Solar Phase 1 | 2015-09-03 | 2015 | CAISO | CA | 34.5535 | -117.3772 | 5.9189 | PV | c-Si | 24.4254 | 20 | 1.2213 | Tracking | Single Axis | Tracking | 180 | [6 empty] | 10.74 | 7.29 | 94.49 | 64.18 | Investor-owned Utility | 76.3369 | [8 empty] | 32.55% | 34.6% | 34.27% | 34.26% | 31% | 32.11% | 28.74% | 31.32% | 30.29%
59155 | Shawboro (PV1 / Fresh Air Energy X ) | 2015-10-01 | 2015 | PJM | NC | 36.4323 | -76.0858 | 4.3926 | PV | c-Si | 29.4971 | 20 | 1.4749 | Fixed Tilt | Fixed Tilt | 25 | 182 | [6 empty] | 29.84 | 3.05 | 123.39 | 86.33 | Investor-owned Utility | [9 empty] | 21.39% | 22.03% | 21.66% | 19.15% | 20.51% | 22.38% | 21.48% | 20.41% | 20.98%
59610 | Diamond Valley Lake Solar (AP North Lake I) | 2015-10-27 | 2015 | CAISO | CA | 33.7412 | -117.0108 | 5.5128 | PV | c-Si | 24.0597 | 20 | 1.203 | Tracking | Single Axis | Tracking | 180 | [6 empty] | 10.44 | 9.8 | 108.88 | 75.51 | Public Utilities | 91.3589 | [8 empty] | 27.42% | 23.97% | 26.28% | 24.31% | 24.69% | 18.42% | 17.73% | 15.77% | 22.57%
59607 | Maricopa West Solar | 2015-11-09 | 2015 | CAISO | CA | 35.1126 | -119.3269 | 5.4082 | PV | c-Si | 28 | 20 | 1.4 | Tracking | Single Axis | Tracking | 180 | [6 empty] | 0.33 | 9.02 | 122.58 | 83.74 | Investor-owned Utility | 71.7752 | [8 empty] | 29.92% | 27.25% | 28.22% | 25.75% | 23.72% | 21.06% | 24.51% | 23.16% | 27.1%
59431 | Sierra Solar Greenworks | 2015-11-30 | 2015 | CAISO | CA | 34.6996 | -118.3375 | 5.6209 | PV | Thin-Film | 22.47 | 20 | 1.1235 | Fixed Tilt | Fixed Tilt | 25 | 197 | [6 empty] | 9.38 | 9.8 | 105.37 | 72.48 | Investor-owned Utility | 103.0414 | [8 empty] | 25.46% | 25.13% | 25.71% | 24.34% | 23.17% | 21.93% | 20.82% | 19.36% | 22.48%
58649 | Montgomery Solar | 2015-12-01 | 2015 | Southeast (non-ISO) | NC | 35.3451 | -79.764 | 4.4829 | PV | c-Si | 28.0348 | 20 | 1.4017 | Fixed Tilt | Fixed Tilt | 20 | 180 | [6 empty] | 22.86 | 35.43 | 152.25 | 103.87 | Monopoly Investor-owned Utility | [9 empty] | 22.9% | 23.3% | 21.8% | 21.97% | 21.29% | 22.07% | 22.45% | 20.56% | 19.55%
59874 | Richland Solar Center | 2015-12-01 | 2015 | Southeast (non-ISO) | GA | 32.6241 | -83.38 | 4.6745 | PV | c-Si | 33.4438 | 20 | 1.6722 | Fixed Tilt | Fixed Tilt | 20 | 180 | [8 empty] | 121.93 | 85.8 | Monopoly Investor-owned Utility | 74.5789 | [8 empty] | 26.75% | 23.52% | 22.94% | 24.45% | 23.06% | 22.06% | 23.89% | 19.19% | 23.52%
58623 | Holstein Solar | 2015-12-01 | 2015 | Southeast (non-ISO) | NC | 34.7745 | -79.3404 | 4.5271 | PV | c-Si | 25.6001 | 20 | 1.28 | Fixed Tilt | Fixed Tilt | 20 | 180 | [6 empty] | 20.56 | 5.41 | 94.48 | 67.46 | Monopoly Investor-owned Utility | [9 empty] | 20.6% | 22.28% | 19.42% | 19.74% | 19.03% | 19.45% | 18.21% | 20.51% | 20.15%
59153 | Watson Seed Farm PV1 (Fresh Air Energy II) | 2015-12-30 | 2015 | PJM | NC | 36.1279 | -77.7214 | 4.4321 | PV | Thin-Film | 25.5 | 20 | 1.275 | Fixed Tilt | Fixed Tilt | 20 | 191 | [6 empty] | 26.17 | 3.36 | 113.39 | 79.91 | Monopoly Investor-owned Utility | [9 empty] | 19.1% | 19.69% | 19.84% | 19.61% | 17.19% | 19.41% | 19.04% | 18.4% | 17.62%
59722 | Seville Solar 1 | 2015-12-31 | 2015 | West (non-ISO) | CA | 33.1138 | -116.0026 | 5.9014 | PV | Thin-Film | 27.3 | 20 | 1.365 | Tracking | Single Axis | Tracking | 180 | [6 empty] | 11.26 | 11.72 | 121.65 | 81.77 | Investor-owned Utility | 95.5716 | [8 empty] | 37.34% | 35.23% | 29.92% | 29.95% | 29.31% | 30.81% | 33.64% | 27.32% | 30.82%
60027 | Adera Solar | 2015-12-28 | 2015 | CAISO | CA | 37.1206 | -120.3249 | 5.2126 | PV | c-Si | 26.4988 | 20.004 | 1.3247 | Fixed Tilt | Fixed Tilt | 25 | 180 | [6 empty] | -55.33 | 24.84 | 143.98 | 100.99 | Investor-owned Utility | [9 empty] | 21.5% | 22.49% | 24.53% | 24.16% | 21.01% | 15.47% | 15.05% | 15.62% | 9.822%
59657 | Imperial Valley Solar Company (IVSC) 2 (Imperial County Niland) | 2015-08-25 | 2015 | West (non-ISO) | CA | 33.2513 | -115.4974 | 5.8325 | PV | c-Si | 26.352 | 20.007 | 1.3171 | Fixed Tilt | Fixed Tilt | 25 | 180 | [6 empty] | 10.4 | 6.44 | 133.99 | 90.51 | Public Utilities | 94.2119 | [8 empty] | 28.26% | 27.56% | 27.72% | 27.03% | 25.04% | 26.2% | 25.8% | 21.86% | 26.28%
59414 | CED Atwell Island West | 2015-05-01 | 2015 | CAISO | CA | 35.8151 | -119.4596 | 5.3114 | PV | c-Si | 30 | 20.02 | 1.4985 | Tracking | Single Axis | Tracking | 180 | [6 empty] | 8.05 | 9.46 | 113.69 | 78.25 | Investor-owned Utility | [9 empty] | 32.43% | 31.8% | 31.63% | 30.38% | 29.42% | 21.12% | 25.19% | 26.54% | 25.82%
59535 | SR Hazlehurst Solar I | 2015-11-01 | 2015 | Southeast (non-ISO) | GA | 31.8095 | -82.5766 | 4.7292 | PV | c-Si | 27.25 | 21 | 1.2976 | Fixed Tilt | Fixed Tilt | 20 | 180 | [6 empty] | 27.14 | 26.24 | 109.16 | 77.19 | Public Utilities | 72.0381 | [8 empty] | 20.96% | 21.05% | 20.36% | 20.76% | 20.62% | 18.99% | 19.1% | 18.91% | 17.22%
59527 | Kelford Solar (Capital Partners, Phase II, Project A) | 2015-12-01 | 2015 | PJM | NC | 36.1551 | -77.2078 | 4.4058 | PV | c-Si | 30.1045 | 21 | 1.4335 | Tracking | Single Axis | Tracking | 180 | [6 empty] | 27.64 | 3.61 | 132.08 | 91.82 | Education | [9 empty] | 24.41% | 23.91% | 23.35% | 18.94% | 22.18% | 23.61% | 20.19% | 14.95% | 21.19%
59412 | SKIC 1 (South Kern Industrial Center) Solar (Algonquin or Bakersfield 1) | 2015-06-30 | 2015 | CAISO | CA | 35.1271 | -119.2438 | 5.3631 | PV | c-Si | 25.8518 | 22 | 1.1751 | Tracking | Single Axis | Tracking | 180 | [6 empty] | -0.36 | 11.48 | 110.87 | 75.89 | Investor-owned Utility | [9 empty] | 23.76% | 25.05% | 25.03% | 24.89% | 24.03% | 24.14% | 25.14% | 23.6% | 21.29%
59117 | Fayetteville Solar (formerly E I DuPont de Nemours ) | 2015-11-01 | 2015 | Southeast (non-ISO) | NC | 34.8345 | -78.8432 | 4.5063 | PV | c-Si | 32.1 | 23.1 | 1.3896 | Fixed Tilt | Fixed Tilt | 20 | 180 | [6 empty] | 22.84 | 31.41 | 126.72 | 89.05 | Monopoly Investor-owned Utility | [9 empty] | 17.72% | 17.58% | 11.43% | 16.11% | 19.37% | 20.22% | 18.47% | 20.38% | 18.69%
59009 | Hayworth Solar (Redwood: Hayworth) | 2015-12-30 | 2015 | CAISO | CA | 35.3262 | -118.8168 | 5.3686 | PV | Thin-Film | 33.2592 | 26.656 | 1.2477 | Tracking | Single Axis | Tracking | 180 | [6 empty] | 9.02 | 12.46 | 108.23 | 74.61 | Public Utilities | 64.5909 | [8 empty] | 25.29% | 26.24% | 26.07% | 27.42% | 20.73% | 17.71% | 27.8% | 24.99% | 19.63%
58710 | Barilla Solar Project Phase 1-3 | 2015-08-25 | 2015 | ERCOT | TX | 30.9596 | -103.3516 | 5.611 | PV | Thin-Film | 37.62 | 29.76 | 1.2641 | Fixed Tilt | Fixed Tilt | 20 | 179 | [6 empty] | 20.02 |  | 65.9 | 48.09 | Merchant | [9 empty] | 23.31% | 17.28% | 18.24% | 22.15% | 22.55% | 19.29% | 29.29% | 30.35% | 20.53%
59862 | Fort Benning Solar | 2015-12-01 | 2015 | Southeast (non-ISO) | GA | 32.3042 | -84.9907 | 4.6138 | PV | c-Si | 41.5386 | 30 | 1.3846 | Fixed Tilt | Fixed Tilt | 20 | 180 | [6 empty] | 27.54 | 27.47 | 124.11 | 86.59 | Monopoly Investor-owned Utility | [9 empty] | 23.03% | 21.31% | 21.04% | 20.28% | 19.32% | 18.29% | 20.15% | 19.59% | 19.53%
59723 | Seville Solar 2 | 2015-12-31 | 2015 | West (non-ISO) | CA | 33.1118 | -116.0026 | 5.9014 | PV | Thin-Film | 40.764 | 30 | 1.3588 | Tracking | Single Axis | Tracking | 180 | [6 empty] | 11.25 | 11.04 | 100.06 | 68.15 | Public Utilities | 68.8803 | [8 empty] | 35.4% | 35.03% | 33.97% | 32.08% | 30.33% | 31.38% | 32.95% | 31.6% | 29.41%
58711 | Lost Hills Solar / Blackwell | 2015-04-30 | 2015 | CAISO | CA | 35.6221 | -119.8542 | 5.3722 | PV | Thin-Film | 43 | 32 | 1.3438 | Tracking | Single Axis | Tracking | 180 | [6 empty] | 6.74 | 8.53 | 109.88 | 74.59 | Investor-owned Utility | 94.4017 | [8 empty] | 32.72% | 31.75% | 32.2% | 30.47% | 30.01% | 32.27% | 31.18% | 27.51% | 28.67%
59634 | Sandstone Solar Power Plant | 2015-12-31 | 2015 | West (non-ISO) | AZ | 33.0399 | -111.452 | 5.8014 | PV | c-Si | 57.46 | 45 | 1.2769 | Tracking | Single Axis | Tracking | 180 | [6 empty] | 14.62 | 24.76 | 72.86 | 51.17 | Public Utilities | 53.9899 | [8 empty] | 30.74% | 31.51% | 31.25% | 30.64% | 31.7% | 30.26% | 29.57% | 28.18% | 29.66%
59778 | Eden Solar (formerly Derby, Innovative Solar 34) | 2015-12-31 | 2015 | Southeast (non-ISO) | NC | 35.1537 | -79.6356 | 4.4735 | PV | c-Si | 62.0529 | 47.7 | 1.3009 | Fixed Tilt | Fixed Tilt | 20 | 180 | [6 empty] | 22.86 | 32.87 | 110.24 | 77.43 | Monopoly Investor-owned Utility | [9 empty] | 21.75% | 22.25% | 20.37% | 20.48% | 19.25% | 20.12% | 19.89% | 19.42% | 19.51%
59702 | Pavant Solar 1 | 2015-12-31 | 2015 | West (non-ISO) | UT | 39.1547 | -112.3564 | 5.0045 | PV | c-Si | 62.5 | 50 | 1.25 | Tracking | Single Axis | Tracking | 180 | [6 empty] | 17.09 | 16.31 | 96.4 | 66.91 | Investor-owned Utility | [9 empty] | 26.32% | 26.94% | 27.78% | 23.05% | 27.17% | 24.72% | 23.28% | 22.61% | 25.07%
60008 | Hooper Solar (SunPower San Luis Valley Solar or Solar Star III) | 2015-12-31 | 2015 | West (non-ISO) | CO | 37.6947 | -105.9823 | 5.3455 | PV | c-Si | 64 | 52 | 1.2308 | Tracking | Single Axis | Tracking | 180 | [6 empty] | 15.7 | 27.39 | 106.83 | 73.02 | Investor-owned Utility | 51.3856 | [8 empty] | 27.24% | 27.52% | 28% | 27.09% | 27.45% | 23.35% | 22.91% | 25.96% | 25.91%
58833 | Red Horse 2 | 2015-08-15 | 2015 | West (non-ISO) | AZ | 32.2575 | -110.1563 | 5.756 | PV | c-Si | 75.8687 | 55 | 1.3794 | Tracking | Single Axis | Tracking | 180 | Wind+PV | [5 empty] | 14.63 | 22.44 | 93.66 | 64.65 | Investor-owned Utility | [9 empty] | 31.94% | 31.49% | 32.61% | 30.87% | 32.58% | 31.03% | 30.72% | 27.99% | 27.89%
58017b | Copper Mountain Solar 2 - Phase 2 | 2015-02-28 | 2015 | CAISO | NV | 35.7864 | -114.9628 | 5.6637 | PV | Thin-Film | 77.8 | 60.8 | 1.2796 | Fixed Tilt | Fixed Tilt | 25 | 180 | [8 empty] | 90.33 | 62.6 | Investor-owned Utility
58713 | North Star Solar | 2015-08-25 | 2015 | CAISO | CA | 36.7287 | -120.4153 | 5.284 | PV | Thin-Film | 73 | 62.5 | 1.168 | Tracking | Single Axis | Tracking | 180 | [6 empty] | -55.8 | 10.14 | 156.19 | 103.63 | Investor-owned Utility | 146.4997 | [8 empty] | 27.26% | 28.69% | 28.42% | 27.34% | 26.01% | 23.99% | 25.66% | 24.82% | 24.11%
58848 | Warsaw Solar Facility (formerly Gantt Farm I) | 2015-12-30 | 2015 | Southeast (non-ISO) | NC | 35.0067 | -78.125 | 4.4964 | PV | Thin-Film | 87.5 | 64.8 | 1.3503 | Fixed Tilt | Fixed Tilt | 20 | 180 | [6 empty] | 20.5 | 5.46 | 107.62 | 76.35 | Monopoly Investor-owned Utility | [10 empty] | 20.43% | 19.89% | 20.88% | 19.58% | 20.39% | 21.3% | 21.2% | 16.5%
58660 | Utah Red Hills Renewable Energy Park (Pelican Solar?) | 2015-12-15 | 2015 | West (non-ISO) | UT | 37.8828 | -112.9042 | 5.2436 | PV | c-Si | 104.75 | 80 | 1.3094 | Tracking | Single Axis | Tracking | 180 | [6 empty] | 16.05 | 11.62 | 72.46 | 51.21 | Investor-owned Utility | [9 empty] | 29.61% | 29.9% | 29.89% | 28.29% | 30.88% | 29.83% | 29.12% | 27.08% | 29.68%
59944 | Conetoe (II) Solar | 2015-12-01 | 2015 | PJM | NC | 35.819 | -77.4836 | 4.4407 | PV | c-Si | 112.0985 | 81 | 1.3244 | Tracking | Single Axis | Tracking | 181 | [6 empty] | 28.07 | 3.49 | 120.43 | 83.72 | Corporate | [9 empty] | 23.37% | 24.08% | 22% | 22.07% | 21.53% | 21.55% | 22.97% | 20.54% | 17.2%
59450 | Decatur Parkway Solar Project | 2015-12-01 | 2015 | Southeast (non-ISO) | GA | 30.9927 | -84.6354 | 4.7772 | PV | Thin-Film | 110 | 81.06 | 1.357 | Tracking | Single Axis | Tracking | 180 | [6 empty] | 27.78 | 31.96 | 88.94 | 62.71 | Monopoly Investor-owned Utility | 65.9207 | [8 empty] | 28.29% | 26.46% | 24.99% | 26.39% | 24.7% | 21.92% | 23.71% | 24.16% | 25.1%
59205 | OCI Alamo 5 (Downie Ranch Solar, Texas 5) | 2015-12-01 | 2015 | ERCOT | TX | 29.2188 | -99.7058 | 4.8884 | PV | c-Si | 118 | 95 | 1.2421 | Tracking | Dual-Axis | Tracking | [7 empty] | 22.1 |  | 130.17 | 88.18 | Public Utilities | [9 empty] | 25.93% | 27.53% | 23.64% | 23.82% | 24.2% | 24.27% | 24.78% | 23.68% | 22.34%
59339 | Quinto Solar PV Project (SSC13, Quinto Farms + Stockton Terminal) | 2015-11-30 | 2015 | CAISO | CA | 37.1215 | -121.0496 | 5.2072 | PV | c-Si | 135.6 | 105.1 | 1.2902 | Tracking | Single Axis | Tracking | 180 | [6 empty] | 24.74 | 8.78 | 148.66 | 99.07 | Investor-owned Utility | 145.2841 | [8 empty] | 29.62% | 29.6% | 30% | 27.35% | 28.05% | 29.09% | 29.8% | 23.19% | 27.84%
57275 | Crescent Dunes Solar Energy | 2015-11-30 | 2015 | West (non-ISO) | NV | 38.2389 | -117.3636 | 5.5554 | CSP | Tower |  | 110 |  | Tracking | Dual-Axis | Tracking |  | CSP+Storage | Molten Salt |  | 2015 | 110 | 1100 |  |  |  |  | Investor-owned Utility | [9 empty] | 13.21% | 4.362% | 20.32% | 5.206% |  | 7.754% | 10.45% | 8.327% | 15.98%
58915 | Copper Mountain Solar 3 | 2015-01-31 | 2015 | West (non-ISO) | NV | 35.8894 | -114.9579 | 5.478 | PV | c-Si | 344.98 | 255 | 1.3529 | Fixed Tilt | Fixed Tilt | 16 | 180 | [6 empty] | 10.7 | 10.02 | 91.66 | 63.76 | Investor-owned Utility | 102.9261 | [8 empty] | 27.59% | 27.75% | 28.03% | 27.04% | 28.64% | 27.64% | 28.18% | 26.75% | 27.28%
58389 | Solar Star 2/ formerly Antelope Valley Solar Projects | 2015-06-30 | 2015 | CAISO | CA | 34.8486 | -118.3528 | 5.7758 | PV | c-Si | 349.5 | 279.5 | 1.3244 | Tracking | Single Axis | Tracking | 180 | [6 empty] | 10.03 | 7.58 | 137.15 | 91.55 | Investor-owned Utility | 129.0099 | [8 empty] | 31.33% | 31.43% | 32.33% | 30.95% | 29.7% | 32.34% | 32.6% | 26.69% | 29.14%
58388 | Solar Star 1/ formerly Antelope Valley Solar Projects | 2015-06-30 | 2015 | CAISO | CA | 34.8139 | -118.3894 | 5.7758 | PV | c-Si | 397.8 | 314.4 | 1.3244 | Tracking | Single Axis | Tracking | 180 | [6 empty] | 10.07 | 6.97 | 129.65 | 86.66 | Investor-owned Utility | 128.7213 | [8 empty] | 24.31% | 32.51% | 32.54% | 30.94% | 29.58% | 32.03% | 33.25% | 30.66% | 31.67%
60187 | Antelope DSR 2 | 2016-11-21 | 2016 | CAISO | CA | 34.687 | -118.3123 | 5.6209 | PV | c-Si | 6.25 | 5.001 | 1.2498 | Tracking | Single Axis | Tracking | 180 | [6 empty] | 9.83 | 8.08 | 74.37 | 51.71 | Public Utilities | [16 empty] | 28.69% | 27.34%
59854 | Olive Solar Power Project | 2016-09-01 | 2016 | PJM | IN | 41.7133 | -86.4871 | 3.8345 | PV | Thin-Film | 6.4688 | 5.01 | 1.2912 | Fixed Tilt | Fixed Tilt | 25 | 180 | [6 empty] | 29.76 | 3.39 | 120.9 | 83.73 | Investor-owned Utility | [16 empty] | 18.28% | 19.53%
60071 | Perry Solar Facility | 2016-09-15 | 2016 | Southeast (non-ISO) | FL | 30.1226 | -83.5611 | 4.7836 | PV | c-Si | 6.7488 | 5.1 | 1.3233 | Fixed Tilt | Fixed Tilt | 20 | 180 | [6 empty] | 19.98 | 26.05 | 125.13 | 87.71 | Monopoly Investor-owned Utility | [10 empty] | 17.89% | 10.4% | 19.48% | 19.93% | 14.34% | 17.31% | 16.13% | 17.14%
60410 | Sullivan Solar | 2016-09-01 | 2016 | MISO | IN | 39.1346 | -87.4145 | 4.1145 | PV | Thin-Film | 7 | 5.2 | 1.3462 | Fixed Tilt | Fixed Tilt | 20 | 180 | [6 empty] | 28.02 | 2.23 | 132.01 | 91.9 | Monopoly Investor-owned Utility | [10 empty] | 21.17% | 14.84% | 19.87% | 19.59% | 19.72% | 18.99% | 12.32% | 18.22%
60864 | Kokomo Solar Park (Kokomo Solar 1) | 2016-12-29 | 2016 | MISO | IN | 40.4744 | -86.1462 | 3.9514 | PV | c-Si | 7.1516 | 5.4 | 1.3244 | Fixed Tilt | Fixed Tilt | 30 | 180 | [6 empty] | 31.71 | 2.18 | 126.04 | 89.46 | Monopoly Investor-owned Utility | [10 empty] | 18.42% | 17.47% | 17.01% | 16.49% | 16.48% | 16.27% | 13.26% | 13.54%
60266 | Cedar Branch Solar Project (Buena Vista) | 2016-10-01 | 2016 | PJM | NJ | 39.5032 | -74.964 | 4.1015 | PV | c-Si | 7.1461 | 5.9 | 1.2112 | Fixed Tilt | Fixed Tilt | 20 | 184 | [6 empty] | 28.47 | 5.96 | 114.17 | 79.1 | Merchant | [10 empty] | 18.8% | 16.72% | 19.73% | 18.15% | 19.27% | 19.79% | 18.86% | 18.61%
60737 | Church Hill Solar Farm | 2016-05-01 | 2016 | PJM | MD | 39.1137 | -75.9619 | 4.1698 | PV | c-Si | 7.36 | 6 | 1.2267 | Fixed Tilt | Fixed Tilt | 20 | 180 | [6 empty] | 30.28 | 7.99 |  |  | Merchant | [10 empty] | 19.04% | 18.35% | 19.06% | 17.82% | 18.19% | 18.39% | 14.5% | 13.87%
60330 | Grove Solar Center | 2016-09-30 | 2016 | West (non-ISO) | OR | 43.9369 | -117.3829 | 4.5567 | PV | c-Si | 7.8546 | 6 | 1.3091 | Tracking | Single Axis | Tracking | 180 | [6 empty] | 22.23 | 31.54 | 92.12 | 64.1 | Investor-owned Utility | [10 empty] | 23.17% | 25.48% | 25.61% | 25.66% | 25.18% | 24.7% | 25.16% | 22.78%
60762 | Pfizer Peapack Solar | 2016-10-30 | 2016 | PJM | NJ | 40.7148 | -74.6658 | 3.9368 | PV | c-Si | 7.96 | 6.2 | 1.2839 | Fixed Tilt | Fixed Tilt | 15 | 180 | [6 empty] | 27.72 | 5.97 | 214.74 | 143.23 | Corporate | [10 empty] | 18.61% | 17.52% | 18.72% | 18.37% | 15.3% | 18.03% | 16.23%
58655, 58656 | Waihonu North+South Solar (Honbushin Solar Blessings Park) | 2016-07-30 | 2016 | HI | HI | 21.4706 | -158.0133 | 5.0733 | PV | c-Si | 8.1319 | 6.5 | 1.2511 | Fixed Tilt | Fixed Tilt | 10 | 180 | [8 empty] | 232.5 | 152.67 | Investor-owned Utility
60283 | SR Mavericks | 2016-12-31 | 2016 | West (non-ISO) | CO | 40.23 | -105.0298 | 4.5346 | PV | Thin-Film | 8.5 | 6.5 | 1.3077 | Tracking | Single Axis | Tracking | 180 | [6 empty] | 15.22 | 33.54 | 97.16 | 66.83 | Public Utilities | [10 empty] | 25.38% | 25.81% | 24.36% | 26.6% | 26.24% | 23.05% | 25.94% | 26.83%
60367 | Snow Camp Solar | 2016-03-01 | 2016 | Southeast (non-ISO) | NC | 35.8638 | -79.4254 | 4.4411 | PV | c-Si | 8.3988 | 6.664 | 1.2603 | Fixed Tilt | Fixed Tilt | 20 | 180 | [6 empty] | 20.38 | 6.04 | 98.99 | 69.89 | Public Utilities | [10 empty] | 19.87% | 18.56% | 19.02% | 17.99% | 17.93% | 19.08% | 18.93% | 18.96%
60535 | Saluda I Solar | 2016-12-31 | 2016 | Southeast (non-ISO) | SC | 33.9685 | -81.7828 | 4.5985 | PV | c-Si | 9.9955 | 6.8 | 1.4699 | Fixed Tilt | Fixed Tilt | 20 | 180 | [6 empty] | 29.41 | 11.86 | 90.89 | 64.95 | Monopoly Investor-owned Utility | [10 empty] | 23.17% | 22.15% | 21.96% | 20.39% | 22.28% | 23.32% | 20.31% | 21.85%
60728 | Howell Solar | 2016-03-31 | 2016 | PJM | NJ | 40.1354 | -74.1738 | 4.0207 | PV | c-Si | 8.863 | 7 | 1.2661 | Fixed Tilt | Fixed Tilt | 20 | 180 | [6 empty] | 29.04 | 5.76 | 183.8 | 123.67 | Investor-owned Utility | [10 empty] | 18.91% | 18.02% | 19.28% | 18.82% | 19.17% | 17.04% | 17.5% | 15.55%
60729 | Raritan Solar | 2016-04-30 | 2016 | PJM | NJ | 40.4632 | -74.8569 | 3.9719 | PV | c-Si | 10 | 7.5 | 1.3333 | Fixed Tilt | Fixed Tilt | 25 | 180 | [6 empty] | 27.43 | 4.72 | 150.32 | 102.7 | Investor-owned Utility | [10 empty] | 19.17% | 13.14% | 19.12% | 19.04% | 18.47% | 19.06% | 18.57% | 17.91%
60375 | PSEG ILR Landfill Solar | 2016-12-31 | 2016 | PJM | NJ | 40.5236 | -74.4298 | 3.9616 | PV | c-Si | 7.75 | 7.7 | 1.0065 | Fixed Tilt | Fixed Tilt | 10 | 180 | [6 empty] | 28.16 | 5.52 | 166.9 | 112.86 | Investor-owned Utility | [10 empty] | 13.79% | 13.03% | 14.27% | 14.67% | 14.25% | 14.92% | 13.45% | 14.24%
60805 | Beaver Run Solar Farm | 2016-02-26 | 2016 | PJM | NJ | 41.1534 | -74.6382 | 3.8799 | PV | c-Si | 10 | 7.848 | 1.2742 | Fixed Tilt | Fixed Tilt | 20 | 180 | [6 empty] | 28.04 | 4.62 |  |  | Merchant | [10 empty] | 16.8% | 15.41% | 15.83% | 14.21% | 13% | 7.11% | 11.31% | 9.866%
60990 | Florence Solar | 2016-12-31 | 2016 | PJM | NJ | 40.096 | -74.7864 | 4.007 | PV | c-Si | 9.93 | 7.92 | 1.2538 | Fixed Tilt | Fixed Tilt | 15 | 180 | [6 empty] | 28.02 | 5.64 | 213.31 | 143.59 | Unknown | [10 empty] | 17.17% | 16.26% | 17.71% | 16.76% | 16.71% | 15.53% | 13.51% | 12.84%
60616 | PSEG Lake County Solar Energy Center (Black Cap Solar II, BC Solar ) | 2016-11-30 | 2016 | West (non-ISO) | OR | 42.1745 | -120.3618 | 4.7337 | PV | c-Si | 10.4546 | 8 | 1.3068 | Tracking | Single Axis | Tracking | 180 | [6 empty] | 25.44 | 17.55 | 99.18 | 68.23 | Investor-owned Utility | [10 empty] | 25.55% | 26.44% | 26.5% | 25.83% | 25.51% | 26.21% | 24.25%
60556 | SR Selmer II (Selmer North) | 2016-12-01 | 2016 | Southeast (non-ISO) | TN | 35.1677 | -88.645 | 4.3699 | PV | Thin-Film | 9.963 | 8 | 1.2454 | Tracking | Single Axis | Tracking | 179 | [6 empty] | 23.53 | 51.16 | 123.85 | 84.98 | Investor-owned Utility | [11 empty] | 22.17% | 22.01% | 21.22% | 21.42% | 23.92% | 20.93% | 15.15%
60732 | Frankford Solar | 2016-03-30 | 2016 | PJM | NJ | 41.1666 | -74.7017 | 3.8638 | PV | c-Si | 9.84 | 8.16 | 1.2059 | Fixed Tilt | Fixed Tilt | 25 | 180 | [6 empty] | 28 | 4.93 |  |  | Investor-owned Utility | [10 empty] | 16.04% | 14.5% | 14.22% | 14.76% | 14.2% | 16.05% | 14.01% | 12.45%
58951 | Delilah Road Landfill (KDC Solar RTC LLC or Seashore Solar) | 2016-10-01 | 2016 | PJM | NJ | 39.4163 | -74.5451 | 4.1181 | PV | c-Si | 10.66 | 8.5 | 1.2541 | Fixed Tilt | Fixed Tilt | 15 | 180 | [6 empty] | 28.74 | 5.81 | 150.99 | 102.68 | Merchant | [10 empty] | 19.56% | 19.02% | 20% | 18.96% | 19.48% | 18.62% | 16.61% | 17.68%
60331 | Hyline Solar Center | 2016-10-01 | 2016 | West (non-ISO) | OR | 44.1508 | -117.001 | 4.5224 | PV | c-Si | 11.7 | 9 | 1.3 | Tracking | Single Axis | Tracking | 180 | [6 empty] | 22.9 | 31.86 | 94.33 | 65.61 | Investor-owned Utility | [10 empty] | 22.02% | 25.83% | 25.65% | 25.75% | 18.75% | 24.78% | 24.02% | 22.76%
nan | Lumberton Solar | 2016-04-30 | 2016 | PJM | NJ | 39.9368 | -74.843 | 4.0274 | PV | c-Si |  | 9.456 |  | Fixed Tilt | Fixed Tilt |  | 180 | [8 empty] | 351.5 | 231.18 | Merchant
59276 | Leavenworth Greenworks (Shoreham) | 2016-06-30 | 2016 | NYISO | NY | 40.9423 | -72.8903 | 3.945 | PV | c-Si | 14.25 | 9.5 | 1.5 | Fixed Tilt | Fixed Tilt | 25 | 181 | [6 empty] | 44.48 | 9.12 | 159.7 | 108.84 | Public Utilities | [10 empty] | 20.63% | 20.34% | 20.95% | 18.4% | 20.62% | 20.08% | 18.91% | 20.25%
60869 | Pearblossom Solar Project (Solar Star California, XLIV) | 2016-12-31 | 2016 | CAISO | CA | 34.512 | -117.9167 | 5.8601 | PV | c-Si | 11.9 | 9.5 | 1.2526 | Tracking | Single Axis | Tracking | 180 | [6 empty] | 10.43 | 10.43 | 99.06 | 67.36 | Unknown | [10 empty] | 31.79% | 30.07% | 31.65% | 30.43% | 31.45% | 32% | 29.32% | 21.17%
60976 | Collier (Oregon Solar Land Holding, OSLH) | 2016-12-31 | 2016 | West (non-ISO) | OR | 44.061 | -121.228 | 4.51 | PV | c-Si | 13.77 | 9.9 | 1.3909 | Tracking | Single Axis | Tracking | 180 | [6 empty] | 26.11 | 18.16 | 141.94 | 95.24 | Investor-owned Utility | [10 empty] | 22.95% | 24.03% | 24.09% | 27.42% | 26.19% | 26.04% | 25.79% | 25.58%
60548 | NorWest Energy 2 (NEFF) | 2016-12-31 | 2016 | West (non-ISO) | OR | 44.0677 | -121.229 | 4.51 | PV | c-Si | 13.9 | 9.9 | 1.404 | Tracking | Single Axis | Tracking | 180 | [6 empty] | 26.14 | 19.61 | 95.8 | 67.07 | Investor-owned Utility | [11 empty] | 24.97% | 23.88% | 25.77% | 25.66% | 23.37% | 22.71% | 22.78%
1355 | E W Brown Solar Facility | 2016-04-22 | 2016 | Southeast (non-ISO) | KY | 37.7761 | -84.719 | 4.1277 | PV | c-Si | 14.272 | 10 | 1.4272 | Fixed Tilt | Fixed Tilt | 16 | 180 | PV+Fossil | [7 empty] | 131.81 | 91.54 | Monopoly Investor-owned Utility | [10 empty] | 19.92% | 19.44% | 19.96% | 18.9% | 18.87% | 19.45% | 18.73% | 17.83%
60604 | Wye Mills Solar (Wye Mills VNEM) | 2016-09-01 | 2016 | PJM | MD | 38.9385 | -76.0456 | 4.1922 | PV | c-Si | 13.6937 | 10 | 1.3694 | Tracking | Single Axis | Tracking | 180 | [6 empty] | 31.11 | 6.64 | 162.41 | 109.14 | Corporate | [10 empty] | 23.46% | 20.39% | 20.56% | 17.02% | 21.71% | 22.5% | 21.59% | 21.01%
60332 | Open Range Solar Center | 2016-09-30 | 2016 | West (non-ISO) | OR | 43.7978 | -117.0623 | 4.5547 | PV | c-Si | 13.1 | 10 | 1.31 | Tracking | Single Axis | Tracking | 180 | [6 empty] | 22.77 | 29.73 | 89.73 | 62.42 | Investor-owned Utility | [10 empty] | 23.74% | 25.83% | 26.15% | 26.01% | 26.1% | 25.25% | 25.48% | 23.97%
60511 | Clear Spring Ranch PV Project | 2016-10-21 | 2016 | West (non-ISO) | CO | 38.6019 | -104.6939 | 5.0012 | PV | c-Si | 13.9 | 10 | 1.39 | Tracking | Single Axis | Tracking | 181 | [6 empty] | 13.94 | 33 | 84.52 | 59.8 | Public Utilities | [10 empty] | 25.1% | 31.09% | 27.12% | 27.34% | 25.46% | 25.7% | 23% | 21.62%
60335 | Vale Air Solar Center | 2016-11-30 | 2016 | West (non-ISO) | OR | 43.9651 | -117.2577 | 4.5798 | PV | c-Si | 13.091 | 10 | 1.3091 | Tracking | Single Axis | Tracking | 180 | [6 empty] | 22.38 | 31.59 | 94.03 | 65.41 | Investor-owned Utility | [10 empty] | 22.67% | 24.96% | 25.03% | 25.55% | 25.85% | 24.63% | 23.53% | 22.9%
60334 | Thunderegg Solar Center | 2016-11-30 | 2016 | West (non-ISO) | OR | 43.9328 | -116.9884 | 4.605 | PV | c-Si | 13.091 | 10 | 1.3091 | Tracking | Single Axis | Tracking | 180 | [6 empty] | 22.55 | 34.28 | 99.01 | 68.87 | Investor-owned Utility | [10 empty] | 23.18% | 25.49% | 25.62% | 25.68% | 25.73% | 24.53% | 20.86% | 20.97%
58627 | Western Antelope Dry Ranch Solar (WADR, Lancaster Choice Energy) | 2016-12-16 | 2016 | CAISO | CA | 34.6889 | -118.3203 | 5.6209 | PV | c-Si | 12.7481 | 10 | 1.2748 | Tracking | Single Axis | Tracking | 180 | [6 empty] | 9.89 | 8.91 | 84.43 | 58.38 | Public Utilities | 54.9873 | [9 empty] | 30.98% | 30.16% | 30.4% | 29.57% | 29.61% | 30.6% | 25.39% | 24.8%
60993 | Darlington Solar | 2016-12-31 | 2016 | Southeast (non-ISO) | SC | 34.322 | -79.9185 | 4.5968 | PV | c-Si | 14.029 | 10 | 1.4029 | Fixed Tilt | Fixed Tilt | 20 | 180 | [6 empty] | 20.56 | 5.56 | 92.4 | 65.5 | Monopoly Investor-owned Utility | [10 empty] | 23.62% | 22.56% | 21.45% | 17.25% | 21.45% | 21.28% | 22.2% | 21.92%
62903 | NorthPark Solar | 2016-02-28 | 2016 | PJM | NJ | 40.2577 | -74.442 | 3.9903 | PV | c-Si | 12.3 | 10.6 | 1.1604 | Fixed Tilt | Fixed Tilt | 25 | 180 | [6 empty] | 27.08 | 5.01 |  |  | Unknown | [12 empty] | 17.68% | 17.07% | 16.92% | 15.7% | 13.18% | 13.85%
60226 | Rancho SECO Solar I | 2016-07-03 | 2016 | West (non-ISO) | CA | 38.3435 | -121.1169 | 5.0638 | PV | Thin-Film | 12.5 | 10.88 | 1.1489 | Tracking | Single Axis | Tracking | 180 | [6 empty] | 26.45 | 34.08 | 111.18 | 76.52 | Public Utilities | 81.1017 | [9 empty] | 24.85% | 25.43% | 23.84% | 23.96% | 23.42% | 18.54% | 13.91% | 20.09%
59819, 63554 | Mohave Electric At Fort Mohave AZ (Mohave Electric Cooperative at Joy Lane) | 2016-10-30 | 2016 | West (non-ISO) | AZ | 34.984 | -114.5563 | 5.696 | PV | c-Si | 13.81 | 10.9 | 1.267 | Tracking | Single Axis | Tracking | 180 |  |  |  | 2024 | 15 | 60 | 11.63 | 22.36 |  |  | Public Utilities
61342 | Barrett PV (BWC Barrett Street, BWC French River+BWC Stillwater River) | 2016-11-30 | 2016 | ISO-NE | MA | 42.1626 | -71.8686 | 3.8364 | PV | c-Si | 16.44 | 11.93 | 1.378 | Fixed Tilt | Fixed Tilt | 25 | 180 | [6 empty] | 31.37 | 3.15 | 195.91 | 131.68 | Investor-owned Utility | [10 empty] | 17.91% | 15.78% | 18.89% | 18.67% | 17.67% | 18.13% | 16.46% | 18.65%
60764 | Victory Solar | 2016-12-31 | 2016 | West (non-ISO) | CO | 39.7927 | -104.4377 | 4.8457 | PV | c-Si | 16.0398 | 12.831 | 1.2501 | Tracking | Single Axis | Tracking | 180 | [6 empty] | 15.66 | 28.74 | 85.31 | 59.41 | Unknown | [10 empty] | 25.93% | 26.4% | 26.01% | 24.48% | 25.82% | 20.82% | 24.24% | 25.91%
60023 | SR Jenkins Fort Lupton (United Power) | 2016-06-30 | 2016 | West (non-ISO) | CO | 40.0834 | -104.7476 | 4.8145 | PV | Thin-Film | 18.1 | 13 | 1.3923 | Tracking | Single Axis | Tracking | 180 | [6 empty] | 16.3 | 29.07 | 89.08 | 61.89 | Public Utilities | [10 empty] | 26.79% | 27.48% | 27.12% | 28.7% | 28.44% | 27.88% | 25.49% | 27.07%
60735 | Longview Solar (Hebron Solar, LS Worcester Solar) | 2016-02-28 | 2016 | PJM | MD | 38.4045 | -75.6723 | 4.2142 | PV | c-Si | 17.817 | 13.6 | 1.3101 | Tracking | Single Axis | Tracking | 181 | [6 empty] | 50 | 7.22 | 117.56 | 81.1 | Investor-owned Utility | [10 empty] | 23.28% | 19.15% | 21.31% | 19.78% | 21.38% | 20.5% | 21.44% | 19.54%
59599 | Tropico Solar (Coronal Tulare 2) | 2016-09-30 | 2016 | CAISO | CA | 35.8313 | -119.0511 | 5.336 | PV | c-Si | 18.2 | 14 | 1.3 | Tracking | Single Axis | Tracking | 180 | [6 empty] | 12.19 | 9.91 | 125.57 | 84.93 | Investor-owned Utility | 91.0239 | [9 empty] | 28.89% | 28.7% | 27.94% | 26.56% | 22.06% | 21.64% | 24.43% | 22.27%
59747 | River Mountains Solar | 2016-01-31 | 2016 | West (non-ISO) | NV | 36.0316 | -114.9294 | 5.6481 | PV | c-Si | 18.6674 | 14.4 | 1.2963 | Tracking | Single Axis | Tracking | 180 | [6 empty] | 10.12 | 10.24 | 92.68 | 64.28 | Public Utilities | [10 empty] | 27.8% | 26.99% | 26.79% | 27.25% | 22.88% | 18.45% | 22.91% | 26.53%
60391 | NRG Spencer Community Solar Project (Solterra Monastery, Sja Solar, St Joseph Abbey Community Solar) | 2016-12-31 | 2016 | ISO-NE | MA | 42.286 | -72.0094 | 3.8145 | PV | c-Si | 20.1 | 14.682 | 1.369 | Fixed Tilt | Fixed Tilt | 20 | 180 | [6 empty] | 31.08 | 3.15 | 189.3 | 126.62 | Investor-owned Utility | [10 empty] | 18.06% | 17.15% | 18.17% | 19.57% | 20.47% |  |  | 21.14%
60787 | Williamston Speight Solar | 2016-11-30 | 2016 | PJM | NC | 35.8944 | -77.1631 | 4.4363 | PV | c-Si | 20.9 | 15 | 1.3933 | Tracking | Single Axis | Tracking | 180 | [6 empty] | 28.05 | 3.36 | 116.24 | 81.44 | Monopoly Investor-owned Utility | [10 empty] | 22.52% | 19.56% | 24.58% | 23.26% | 21.57% | 18.76% | 23.53% | 13.25%
60080 | CED Ducor 3 (SR Solis Crown) | 2016-12-31 | 2016 | CAISO | CA | 35.8454 | -119.057 | 5.336 | PV | c-Si | 19.6356 | 15 | 1.309 | Tracking | Single Axis | Tracking | 180 | [6 empty] | 12.32 | 7.85 | 84.67 | 58.46 | Investor-owned Utility | 62.4373 | [9 empty] | 30.1% | 29.84% | 26.8% | 28.69% | 27.35% | 26.3% | 27.51% | 29.67%
59570 | Mocksville Solar Facility | 2016-12-31 | 2016 | Southeast (non-ISO) | NC | 35.8338 | -80.5747 | 4.4624 | PV | c-Si | 20 | 15.4 | 1.2987 | Fixed Tilt | Fixed Tilt | 20 | 179 | [6 empty] | 22.98 | 33.45 | 93.54 | 65.29 | Monopoly Investor-owned Utility | [10 empty] | 19.67% | 19.07% | 19.97% | 19.18% | 20.14% | 20.53% | 33.67% | 18.98%
61552 | Fort Detrick Solar | 2016-02-10 | 2016 | PJM | MD | 39.4378 | -77.4506 | 4.0566 | PV | c-Si | 18.5981 | 15.7 | 1.1846 | Fixed Tilt | Fixed Tilt | 15 | 180 |  |  |  | 2024 | 6 | 6 | 38.6 | 3.07 | 139.03 | 96.14 | Military | [10 empty] | 14.94% | 15.41% | 16.32% | 15.88% | 14.89% | 16.3% | 14.95% | 15.38%
60702 | Rincon Solar I | 2016-12-31 | 2016 | Southeast (non-ISO) | GA | 32.2929 | -81.2844 | 4.6849 | PV | c-Si | 21.2474 | 15.7 | 1.3533 | Tracking | Single Axis | Tracking | 180 | [6 empty] | 27.33 | 28.76 | 131.4 | 89.79 | Monopoly Investor-owned Utility | [10 empty] | 26.09% | 23.17% | 21.68% | 22.47% | 22.22% | 22.83% | 21.23% | 18.27%
60062 | Avalon Solar Phase II | 2016-05-26 | 2016 | West (non-ISO) | AZ | 32.0427 | -110.9589 | 5.7776 | PV | c-Si | 21.514 | 16 | 1.3446 | Tracking | Single Axis | Tracking | 180 | [6 empty] | 11.17 | 20.22 | 61.28 | 43.5 | Investor-owned Utility | [10 empty] | 31.39% | 30.87% | 30.53% | 31.69% | 31.08% | 31.28% | 31.29% | 31.18%
60555 | Selmer I (Selmer North) | 2016-12-01 | 2016 | Southeast (non-ISO) | TN | 35.1406 | -88.5511 | 4.3718 | PV | Thin-Film | 19.9125 | 16 | 1.2445 | Tracking | Single Axis | Tracking | 179 | [6 empty] | 23.48 | 35.21 | 123.74 | 85.29 | Investor-owned Utility | [11 empty] | 21.07% | 21.77% | 20.9% | 21.92% | 23.41% | 12.68% | 19.01%
60316 | Scott 1 Solar Farm (Powhatan Solar, Scott Timber Solar) | 2016-12-31 | 2016 | PJM | VA | 37.525 | -77.9367 | 4.3119 | PV | c-Si | 22.9 | 17 | 1.3471 | Tracking | Single Axis | Tracking | 180 | [6 empty] | 30.09 | 2.34 | 132.67 | 92.26 | Monopoly Investor-owned Utility | [10 empty] | 18.63% | 11.89% | 14.18% | 21.32% | 19.8% | 16.5% | 18.45% | 16.94%
60469 | Solar Glynn | 2016-12-31 | 2016 | Southeast (non-ISO) | GA | 31.2744 | -81.4484 | 4.7918 | PV | c-Si | 22.9824 | 17.68 | 1.2999 | Fixed Tilt | Fixed Tilt | 20 | 180 | [6 empty] | 26.92 | 27.06 | 129.76 | 90.97 | Monopoly Investor-owned Utility | [10 empty] | 20.47% | 19.86% | 19.83% | 19.25% | 17.84% | 20.04% | 16.63% | 10.26%
59250 | Rio Bravo Solar Project 2 | 2016-12-31 | 2016 | CAISO | CA | 35.4225 | -119.6292 | 5.3259 | PV | c-Si | 25.7216 | 19.5 | 1.3191 | Tracking | Single Axis | Tracking | 179 | [6 empty] | 7.08 | 8.25 | 106.43 | 72.02 | Investor-owned Utility | 74.9078 | [9 empty] | 30.59% | 29.67% | 28.31% | 26.1% | 28.43% | 26.79% | 28.13% | 29.63%
59249 | Rio Bravo Solar Project 1 | 2016-12-31 | 2016 | CAISO | CA | 35.416 | -119.6295 | 5.3259 | PV | c-Si | 25.7216 | 19.5 | 1.3191 | Tracking | Single Axis | Tracking | 179 | [6 empty] | 7.08 | 8 | 106.17 | 71.86 | Investor-owned Utility | 74.8891 | [9 empty] | 30.7% | 29.86% | 28% | 25.86% | 27.57% | 26.44% | 27.23% | 30.55%
60318 | Woodland Solar Farm (VA) (Isle of Wight Solar Project) | 2016-12-31 | 2016 | PJM | VA | 36.8919 | -76.6133 | 4.3386 | PV | c-Si | 25.1 | 19.7 | 1.2741 | Tracking | Single Axis | Tracking | 201 | [6 empty] | 31.01 | 2.93 | 119.62 | 83.3 | Monopoly Investor-owned Utility | [10 empty] | 16.55% | 16.28% | 19.61% | 19.19% | 22.21% | 16.78% | 17.38% | 18.59%
59513 | PSEG Meadows Solar Energy Center (Meadows PV1) | 2016-06-01 | 2016 | PJM | NC | 35.8349 | -77.124 | 4.4363 | PV | Thin-Film | 25.8903 | 19.999 | 1.2946 | Fixed Tilt | Fixed Tilt | 20 | 181 | [6 empty] | 26.56 | 2.93 | 130 | 91.21 | Monopoly Investor-owned Utility | [10 empty] | 18.98% | 19.57% | 19.55% | 19.41% | 19.7% | 17.62% | 10.4%
59891 | Butler Solar Farm | 2016-02-01 | 2016 | Southeast (non-ISO) | GA | 32.5762 | -84.3172 | 4.5821 | PV | Thin-Film | 29 | 20 | 1.45 | Tracking | Single Axis | Tracking | 197 | [6 empty] | 28.15 | 28.86 | 99.26 | 69.77 | Monopoly Investor-owned Utility | [10 empty] | 23.78% | 22.43% | 23.09% | 21.82% | 22.52% | 23.35% | 22.57% | 22.09%
59528 | NRG Solar Oasis | 2016-01-31 | 2016 | CAISO | CA | 34.6489 | -118.0767 | 5.8456 | PV | c-Si | 27.8 | 20 | 1.39 | Tracking | Single Axis | Tracking | 180 | [6 empty] | 10.2 | 7.58 | 93.16 | 63.75 | Investor-owned Utility | [10 empty] | 33.05% | 32.6% | 31.55% | 28.94% | 29.38% | 31.42% | 29.29% | 29.19%
59088 | Calipatria Solar Farm | 2016-02-12 | 2016 | West (non-ISO) | CA | 33.1658 | -115.5322 | 5.9063 | PV | Thin-Film | 26.6 | 20 | 1.33 | Tracking | Single Axis | Tracking | 180 | [6 empty] | 11.25 | 11.41 | 122.16 | 83.41 | Investor-owned Utility | [10 empty] | 25.91% | 23.93% | 23.99% | 23.8% | 24.02% | 22.54% | 21.23% | 21.81%
59868 | Kingbird A Solar | 2016-04-30 | 2016 | CAISO | CA | 34.8225 | -118.438 | 5.7789 | PV | Thin-Film | 25.5 | 20 | 1.275 | Tracking | Single Axis | Tracking | 180 | [6 empty] | 9.96 | 8.47 | 65.24 | 45.81 | Public Utilities | 70.7098 | [9 empty] | 33.9% | 34.64% | 32.79% | 32.11% | 33.81% | 32.19% | 32.06% | 26.07%
60091 | Kingbird B Solar | 2016-04-30 | 2016 | CAISO | CA | 34.8225 | -118.4444 | 5.7789 | PV | Thin-Film | 25.5 | 20 | 1.275 | Tracking | Single Axis | Tracking | 180 | [6 empty] | 9.95 | 6.95 | 61.3 | 43.05 | Public Utilities | 70.9679 | [9 empty] | 33.83% | 33.76% | 31.25% | 32.52% | 33.37% | 34.09% | 31.72% | 31.78%
59963 | Central Antelope Dry Ranch C (CADR C) | 2016-05-31 | 2016 | CAISO | CA | 34.7205 | -118.3005 | 5.7812 | PV | c-Si | 22.47 | 20 | 1.1235 | Fixed Tilt | Fixed Tilt | 25 | 180 | [6 empty] | 8.39 | 11.65 | 105.42 | 73.12 | Investor-owned Utility | [10 empty] | 21.21% | 22.52% | 21.88% | 18.62% | 19.93% | 17.28% | 16.46% | 18.97%
59740 | SEPV Mojave West | 2016-05-31 | 2016 | CAISO | CA | 35.0203 | -118.2783 | 5.7908 | PV | c-Si | 25 | 20 | 1.25 | Tracking | Single Axis | Tracking | 180 | [6 empty] | 10.02 | 7.65 | 85.5 | 58.3 | Investor-owned Utility | [10 empty] | 32.6% | 32.67% | 31.21% | 30.08% | 31.96% | 32.04% | 29.19% | 30.47%
60039 | Frontier I Solar | 2016-06-30 | 2016 | CAISO | CA | 37.3674 | -121.1494 | 5.2103 | PV | c-Si | 28.024 | 20 | 1.4012 | Tracking | Single Axis | Tracking | 180 | [6 empty] | 11.44 | 8.49 | 78.35 | 55.43 | Public Utilities | 64.2309 | [9 empty] | 29.26% | 30.36% | 29.73% | 28.24% | 29.35% | 26.59% | 22.91%
60280 | Summer Solar of Lancaster (Summer Solar SCPPA) | 2016-07-08 | 2016 | CAISO | CA | 34.7147 | -118.311 | 5.7812 | PV | c-Si | 25.855 | 20 | 1.2928 | Tracking | Single Axis | Tracking | 180 | [6 empty] | 9.99 | 7.91 | 75.21 | 52.33 | Public Utilities | 73.4 | [9 empty] | 32% | 32.58% | 31.17% | 30.9% | 31.67% | 36.99% | 23.32% | 27.96%
60279 | Antelope Big Sky Ranch Solar Facility (ABSR) | 2016-08-16 | 2016 | CAISO | CA | 34.6948 | -118.2877 | 5.7424 | PV | c-Si | 26.31 | 20 | 1.3155 | Tracking | Single Axis | Tracking | 180 | [6 empty] | 10.5 | 7.2 | 79.01 | 54.72 | Public Utilities | 69.7289 | [9 empty] | 32.2% | 32.7% | 31.49% | 29.66% | 29.13% | 29.7% | 26.12% | 30.72%
59600 | Nicolis Solar PV Plant (Coronal Tulare 1) | 2016-09-30 | 2016 | CAISO | CA | 35.8223 | -119.0393 | 5.336 | PV | c-Si | 26 | 20 | 1.3 | Tracking | Single Axis | Tracking | 180 | [6 empty] | 12.39 | 9.84 | 123.18 | 83.3 | Investor-owned Utility | 88.1786 | [9 empty] | 29% | 28.47% | 28.65% | 26.85% | 22.92% | 23.27% | 25.02% | 22.42%
59962 | North Lancaster Ranch | 2016-12-14 | 2016 | CAISO | CA | 34.7195 | -118.313 | 5.7812 | PV | c-Si | 22.47 | 20 | 1.1235 | Fixed Tilt | Fixed Tilt | 25 | 180 | [6 empty] | 8.36 | 10.42 | 103.76 | 71.82 | Investor-owned Utility | 109.3947 | [9 empty] | 22.56% | 22.01% | 22.19% | 19.17% | 20.07% | 15.98% | 16.48% | 21.2%
60386 | RE Garland A | 2016-12-14 | 2016 | CAISO | CA | 34.8215 | -118.4974 | 5.7789 | PV | c-Si | 26.8293 | 20 | 1.3415 | Tracking | Single Axis | Tracking | 180 | [6 empty] | 10.31 | 6.66 | 72.97 | 50.85 | Investor-owned Utility | 70.8643 | [9 empty] | 33.59% | 34.24% | 32.9% | 30.07% | 31.67% | 27.56% | 27.35% | 33.15%
59961 | Western Antelope Blue Sky Ranch B (WABSRB) | 2016-12-21 | 2016 | CAISO | CA | 34.7259 | -118.3127 | 5.7812 | PV | c-Si | 25.855 | 20 | 1.2928 | Tracking | Single Axis | Tracking | 180 | [6 empty] | 9.99 | 7.74 | 75.69 | 52.57 | Public Utilities | 68.6712 | [9 empty] | 30.8% | 32.66% | 31.37% | 31.35% | 31.21% | 30.79% | 28.16% | 28.56%
60485 | Longboat Solar | 2016-12-31 | 2016 | CAISO | CA | 34.9035 | -117.103 | 5.9166 | PV | c-Si | 26.7282 | 20 | 1.3364 | Tracking | Single Axis | Tracking | 181 | [6 empty] | 9.2 | 9.44 | 108.94 | 74.78 | Investor-owned Utility | [10 empty] | 33.59% | 34.45% | 29.96% | 29.83% | 29.37% | 25.52% | 14.33% | 23.41%
60319 | Whitehouse Solar Farm (Louisa Solar Project, SFAE VA121 PV Project) | 2016-12-31 | 2016 | PJM | VA | 38.0214 | -77.9697 | 4.2447 | PV | c-Si | 26.8 | 20 | 1.34 | Tracking | Single Axis | Tracking | 190 | [6 empty] | 34.91 | 3.14 | 106.9 | 74.48 | Monopoly Investor-owned Utility | [10 empty] | 20.34% | 16.26% | 21.14% | 17.81% | 21.3% | 16.03% | 27.98% | 19.53%
60078 | CED Ducor 1 (SR Solis Vestal Almond) | 2016-12-31 | 2016 | CAISO | CA | 35.8563 | -119.0684 | 5.336 | PV | c-Si | 26.1894 | 20 | 1.3095 | Tracking | Single Axis | Tracking | 180 | [6 empty] | 12.39 | 7.89 | 81.43 | 56.45 | Investor-owned Utility | 62.4373 | [9 empty] | 30.58% | 29.93% | 26.68% | 28.33% | 27.56% | 26.27% | 27.24% | 29.52%
60079 | CED Ducor 2 (SR Solis Vestal Herder) | 2016-12-31 | 2016 | CAISO | CA | 35.8442 | -119.0681 | 5.336 | PV | c-Si | 26.1894 | 20 | 1.3095 | Tracking | Single Axis | Tracking | 180 | [6 empty] | 12.32 | 7.85 | 89.67 | 61.59 | Investor-owned Utility | 62.4373 | [9 empty] | 30.4% | 29.84% | 26.47% | 28.69% | 27.51% | 26.57% | 26.91% | 29.69%
60081 | CED Ducor 4 (SR Solis Vestal Fireman) | 2016-12-31 | 2016 | CAISO | CA | 35.8504 | -119.027 | 5.336 | PV | c-Si | 26.1894 | 20 | 1.3095 | Tracking | Single Axis | Tracking | 180 | [6 empty] | 12.34 | 7.94 | 84.43 | 58.36 | Investor-owned Utility | 62.4373 | [9 empty] | 30.49% | 29.88% | 26.54% | 27.72% | 27.38% | 26.42% | 26.77% | 29.35%
60886 | Pavant Solar 3 | 2016-12-31 | 2016 | West (non-ISO) | UT | 39.1545 | -112.3598 | 5.0045 | PV | c-Si | 25.8 | 20 | 1.29 | Tracking | Single Axis | Tracking | 180 | [6 empty] | 17.11 | 17.93 | 77.44 | 54.5 | Investor-owned Utility | [10 empty] | 27.41% | 28.83% | 27.47% | 28.44% | 27.56% | 26.36% | 23.26% | 24.83%
60741 | Old Midville Solar Project | 2016-11-17 | 2016 | Southeast (non-ISO) | GA | 32.8226 | -81.985 | 4.683 | PV | c-Si | 28.2 | 20.163 | 1.3986 | Tracking | Single Axis | Tracking | 180 | [6 empty] | 27.64 | 29.62 | 83.15 | 59.3 | Monopoly Investor-owned Utility | [10 empty] | 25.61% | 23.94% | 24.31% | 23.75% | 22.19% | 19.84% | 22.49% | 23.77%
60381 | Sulphur Springs | 2016-12-31 | 2016 | West (non-ISO) | AZ | 32.0669 | -109.9214 | 5.7647 | PV | c-Si | 22.968 | 20.5 | 1.1204 | Tracking | Single Axis | Tracking | 180 | [6 empty] | 12.08 | 24.02 | 67.51 | 46.74 | Public Utilities | [10 empty] | 30.23% | 31.07% | 29.64% | 30.85% | 30.55% | 30.4% | 29.67% | 28.6%
59900 | Corcoran Solar 3 | 2016-02-29 | 2016 | CAISO | CA | 36.1484 | -119.5894 | 5.2915 | PV | c-Si | 28 | 21.19 | 1.3214 | Tracking | Single Axis | Tracking | 180 | [6 empty] | -8.68 | 9.79 | 82.82 | 57.62 | Investor-owned Utility | [10 empty] | 29.74% | 30% | 28.4% | 26.6% | 28.67% | 30.12% | 26.51% | 24.94%
59251 | Caprock Solar 1 | 2016-12-31 | 2016 | SPP | NM | 34.986 | -103.625 | 5.4588 | PV | c-Si | 32.4 | 25 | 1.296 | Tracking | Single Axis | Tracking | 180 | [6 empty] | 28.23 | 21.21 | 70 | 48.98 | Public Utilities | 45.9346 | [9 empty] | 31.5% | 30.96% | 29.37% | 28.13% | 23.65% | 31.07% | 28.45% | 30.87%
60285 | Red Horse 3 | 2016-07-30 | 2016 | West (non-ISO) | AZ | 32.2692 | -110.1528 | 5.756 | PV | c-Si | 37.7 | 30 | 1.2567 | Tracking | Single Axis | Tracking | 180 | [6 empty] | 14.57 | 19.14 | 89.76 | 62.58 | Unknown | 49.2366 | [9 empty] | 30.19% | 30.91% | 28.79% | 29.25% | 28.25% | 27.63% | 18.29% | 19.8%
59865 | Fort Stewart Solar Facility | 2016-10-30 | 2016 | Southeast (non-ISO) | GA | 31.904 | -81.5911 | 4.6805 | PV | c-Si | 43.5 | 30 | 1.45 | Fixed Tilt | Fixed Tilt | 20 | 195 | [6 empty] | 27.11 | 28.1 | 132.45 | 92.57 | Monopoly Investor-owned Utility | [10 empty] | 22.22% | 20.06% | 20.65% | 19.17% | 18.16% | 20.25% | 19.46% | 13.38%
59863 | Fort Gordon Solar Facility | 2016-10-30 | 2016 | Southeast (non-ISO) | GA | 33.3866 | -82.1311 | 4.5987 | PV | c-Si | 42.5 | 30 | 1.4167 | Fixed Tilt | Fixed Tilt | 20 | 195 | [6 empty] | 27.55 | 29.21 | 119.97 | 83.58 | Monopoly Investor-owned Utility | [10 empty] | 22.37% | 21.51% | 21.52% | 20.45% | 21.46% | 21.7% | 20.93% | 16.68%
60304 | PSEG San Isabel Solar | 2016-12-31 | 2016 | West (non-ISO) | CO | 37.3716 | -104.4741 | 5.1507 | PV | c-Si | 37.9 | 30 | 1.2633 | Tracking | Single Axis | Tracking | 180 | [6 empty] | 15.67 | 27.39 | 70.33 | 49.35 | Public Utilities | 45.0782 | [9 empty] | 25.37% | 28.7% | 28.18% | 29.39% | 28.84% | 28.78% | 28.03% | 28.8%
59864 | King's Bay Solar Facility (Naval Submarine Base (SUBASE)) | 2016-12-31 | 2016 | Southeast (non-ISO) | GA | 30.8304 | -81.5588 | 4.7713 | PV | c-Si | 41.5 | 30 | 1.3833 | Fixed Tilt | Fixed Tilt | 16 | 180 | [6 empty] | 26.71 | 27.83 | 111.86 | 78.05 | Monopoly Investor-owned Utility | [10 empty] | 22.72% | 21.01% | 22.61% | 21.14% | 18.06% | 21.62% | 21.18% | 18.63%
59894 | Pawpaw Solar Plant | 2016-03-01 | 2016 | Southeast (non-ISO) | GA | 32.5734 | -84.2576 | 4.585 | PV | c-Si | 42.5 | 30.48 | 1.3944 | Tracking | Single Axis | Tracking | 180 | [6 empty] | 27.92 | 28.63 | 95.47 | 66.67 | Monopoly Investor-owned Utility | 63.1948 | [9 empty] | 25.32% | 24.56% | 25.48% | 23.27% | 24.51% | 25.25% | 22.82% | 23.62%
60351 | PSEG Rawhide Flats Solar Energy Center (Bison Solar, Larimer Solar) | 2016-10-31 | 2016 | West (non-ISO) | CO | 40.8638 | -105.0111 | 4.4397 | PV | c-Si | 36.3 | 32.4 | 1.1204 | Tracking | Single Axis | Tracking | 180 | [6 empty] | 16.03 | 28.14 | 76.68 | 54.1 | Public Utilities | 51.8878 | [9 empty] | 20.85% | 22.67% | 21.59% | 22.07% | 21.9% | 23.28% | 21.97% | 21.45%
60149 | Innovative Solar 43 | 2016-12-31 | 2016 | Southeast (non-ISO) | NC | 34.5332 | -78.311 | 4.4947 | PV | c-Si | 50.7767 | 38.9 | 1.3053 | Fixed Tilt | Fixed Tilt | 20 | 181 | [6 empty] | 20.47 | 5.66 | 86.94 | 62.3 | Monopoly Investor-owned Utility | [10 empty] | 20.44% | 20.38% | 22.3% | 18.75% | 20% | 20.45% | 19.74% | 19.12%
59164 | Elm City Solar Facility (formerly Nan Solar Center) | 2016-03-01 | 2016 | Southeast (non-ISO) | NC | 35.7821 | -77.8471 | 4.4523 | PV | Thin-Film | 53.62 | 40 | 1.3405 | Fixed Tilt | Fixed Tilt | 25 | 181 | [6 empty] | 20.31 | 5.57 | 95.12 | 66.92 | Monopoly Investor-owned Utility | [10 empty] | 23.42% | 22.65% | 22.73% | 21.45% | 22.38% | 20.6% | 22.07% | 20.93%
60445 | Idaho Solar 1 (Boise Solar Farm) | 2016-09-23 | 2016 | West (non-ISO) | ID | 43.4409 | -116.3284 | 4.6479 | PV | c-Si | 54.625 | 40 | 1.3656 | Tracking | Single Axis | Tracking | 180 | [6 empty] | 22.18 | 28.91 | 99.64 | 68.66 | Investor-owned Utility | [10 empty] | 25.31% | 27.75% | 26.86% | 26.77% | 26.94% | 26.83% | 26.17% | 24.28%
59964 | Elevation Solar C | 2016-12-21 | 2016 | CAISO | CA | 34.727 | -118.3033 | 5.7812 | PV | c-Si | 51.136 | 40 | 1.2784 | Tracking | Single Axis | Tracking | 180 | [6 empty] | 9.97 | 7.78 | 73.5 | 51.12 | Public Utilities | 64.0168 | [9 empty] | 31.5% | 33.09% | 31.6% | 31.45% | 31.19% | 31.05% | 28.23% | 28.43%
60449 | PSEG Pavant 2 | 2016-11-01 | 2016 | West (non-ISO) | UT | 39.1573 | -112.355 | 5.0045 | PV | c-Si | 62.7 | 50 | 1.254 | Tracking | Single Axis | Tracking | 180 | [6 empty] | 17.1 | 17.69 | 88.01 | 61.5 | Investor-owned Utility | [10 empty] | 27.21% | 27.76% | 26.27% | 28.33% | 26.98% | 26.58% | 23.39% | 18.28%
60413 | Apple Bonnybrooke Solar | 2016-11-30 | 2016 | West (non-ISO) | AZ | 33.053 | -111.34 | 5.7969 | PV | c-Si | 62.64 | 50 | 1.2528 | Tracking | Single Axis | Tracking | 180 | [6 empty] | 11.72 | 24.21 | 72.69 | 50.64 | Public Utilities | [10 empty] | 30.79% | 31.68% | 31.08% | 32.08% | 30.81% | 30.81% | 27.1% | 27.6%
60186 | Antelope DSR 1 | 2016-12-16 | 2016 | CAISO | CA | 34.6561 | -118.2905 | 5.7424 | PV | c-Si | 62.5 | 50 | 1.25 | Tracking | Single Axis | Tracking | 180 | [6 empty] | 10.4 | 8.4 | 73.12 | 51.22 | Public Utilities | 53.7473 | [9 empty] | 30.11% | 30.24% | 29.24% | 29.16% | 29.96% | 29.26% | 24.35% | 26.32%
59317 | Beacon Solar 4 ( Hecate Energy Beacon 4 Photovoltaic Project) | 2016-12-09 | 2016 | West (non-ISO) | CA | 35.2518 | -118.0243 | 5.8451 | PV | c-Si | 56.47 | 50 | 1.1294 | Tracking | Single Axis | Tracking | 180 | [6 empty] | 8.9 | 15.79 | 74.88 | 51.82 | Public Utilities | 62.7322 | [9 empty] | 26.44% | 28.62% | 28.06% | 28.02% | 28.32% | 28.68% | 26.56% | 26.29%
59945 | Granite Mountain Solar West (Three Cedars) | 2016-09-01 | 2016 | West (non-ISO) | UT | 37.7863 | -113.28 | 5.248 | PV | c-Si | 62.5 | 50.4 | 1.2401 | Tracking | Single Axis | Tracking | 179 | [6 empty] | 15.53 | 11.9 | 67.76 | 47.7 | Investor-owned Utility | [10 empty] | 28.99% | 27.99% | 28.41% | 29.65% | 28.33% | 25.06% | 27.38% | 28.96%
60063 | Live Oak Solar | 2016-12-31 | 2016 | Southeast (non-ISO) | GA | 32.4238 | -82.1028 | 4.6988 | PV | c-Si |  | 51 |  | Fixed Tilt | Fixed Tilt | 17 | 200 | [6 empty] | 27.45 | 29.38 | 90.5 | 63.85 | Monopoly Investor-owned Utility | 58.9484 | [9 empty] | 22.18% | 21.95% | 22.87% | 21.92% | 21.75% | 22.42% | 20.92% | 21%
60554 | SR Hazlehurst Solar II | 2016-12-31 | 2016 | Southeast (non-ISO) | GA | 31.8202 | -82.6021 | 4.721 | PV | Thin-Film | 71.3 | 52.5 | 1.3581 | Tracking | Single Axis | Tracking | 180 | [6 empty] | 27.39 | 34.28 | 114.41 | 79.19 | Public Utilities | 50.5745 | [9 empty] | 22.21% | 25.63% | 23.61% | 24.89% | 25.01% | 24.5% | 19.92% | 18.62%
60590 | TID Solar Generating Station (Golden Fields Solar I , Rosamond West Solar Project II) | 2016-12-31 | 2016 | CAISO | CA | 34.8402 | -118.3912 | 5.7758 | PV | c-Si | 67.4 | 54 | 1.2481 | Tracking | Single Axis | Tracking | 180 | [6 empty] | 10.03 | 7.46 | 85.12 | 58.13 | Public Utilities | 48.8976 | [9 empty] | 31.78% | 32.27% | 31.49% | 26.33% | 25.92% | 32.55% | 30.58% | 29.61%
60591 | Stanford Solar Generating Station (Solar Star California XLI ,Rosamond West Solar Project I) | 2016-12-31 | 2016 | CAISO | CA | 34.8304 | -118.3958 | 5.7758 | PV | c-Si | 67.4 | 54 | 1.2481 | Tracking | Single Axis | Tracking | 180 | [6 empty] | 10.03 | 7.07 | 84.59 | 57.68 | Public Utilities | 49.2362 | [9 empty] | 32.06% | 33.16% | 32.92% | 24.99% | 23.36% | 33.08% | 31.03% | 31.26%
59316 | Beacon Solar 3 ( Hecate Energy Beacon 3 Photovoltaic Project) | 2016-12-09 | 2016 | West (non-ISO) | CA | 35.2485 | -118.0088 | 5.8451 | PV | c-Si | 62.95 | 56 | 1.1241 | Tracking | Single Axis | Tracking | 180 | [6 empty] | 8.88 | 15.64 | 70.66 | 49.07 | Public Utilities | 62.5113 | [9 empty] | 26.91% | 29.16% | 28.17% | 28.14% | 28.43% | 28.74% | 27.41% | 26.88%
59523 | Five Points Solar Park | 2016-08-30 | 2016 | CAISO | CA | 36.392 | -120.2383 | 5.3629 | PV | c-Si | 84 | 60 | 1.4 | Tracking | Single Axis | Tracking | 179 | [6 empty] | 1.53 | 8.64 | 79.29 | 56.52 | Education | 54.9303 | [9 empty] | 28.35% | 30.85% | 27.5% | 25.56% | 26.99% | 26.48% | 19.4%
60611 | Summit Farms Solar (Phase 1) | 2016-12-01 | 2016 | PJM | NC | 36.4748 | -76.1513 | 4.3991 | PV | c-Si | 84.2 | 60 | 1.4033 | Tracking | Single Axis | Tracking | 181 | [6 empty] | 30.87 | 5.22 | 131 | 91.76 | Monopoly Investor-owned Utility | 56.6402 | [9 empty] | 23.91% | 21.83% | 23.25% | 22.85% | 21.14% | 19.7% | 11.87% | 14.84%
60389 | RE Barren Ridge 1 / RE Cinco Solar Project (Apollo Solar Project?) | 2016-08-30 | 2016 | West (non-ISO) | CA | 35.2047 | -118.0688 | 5.8451 | PV | c-Si | 78 | 62 | 1.2581 | Tracking | Single Axis | Tracking | 180 | [6 empty] | 9.08 | 17.18 | 77.9 | 53.45 | Public Utilities | 67.1581 | [9 empty] | 32.77% | 32.6% | 30.08% | 30.96% | 31.54% | 31.18% | 31.21% | 32.13%
60406 | Roswell Solar | 2016-10-07 | 2016 | SPP | NM | 33.4607 | -104.4601 | 5.5833 | PV | c-Si | 95.6 | 70 | 1.3657 | Tracking | Single Axis | Tracking | 180 | [6 empty] | 36.74 | 25.16 | 77.05 | 54.52 | Investor-owned Utility | 41.1145 | [9 empty] | 27.96% | 30.73% | 26.83% | 28.48% | 26.21% | 26.29% | 25.98% | 23.86%
60405 | Chaves County Solar I | 2016-10-07 | 2016 | SPP | NM | 33.4461 | -104.442 | 5.5833 | PV | c-Si | 95.6 | 70 | 1.3657 | Tracking | Single Axis | Tracking | 180 | [6 empty] | 36.33 | 26.24 | 76.97 | 54.75 | Investor-owned Utility | 41.6374 | [9 empty] | 28.39% | 30.57% | 27.04% | 28.87% | 26.6% | 26.53% | 22.73% | 22.58%
59993 | FPL Babcock Ranch Solar Energy Center | 2016-12-31 | 2016 | Southeast (non-ISO) | FL | 26.8616 | -81.7428 | 5.0537 | PV | c-Si | 123 | 74.5 | 1.651 | Fixed Tilt | Fixed Tilt | 20 | 195 | PV+Storage | Lithium-ion | AC | 2018 | 10 | 40 | 26.67 | 21.52 | 85.67 | 62.36 | Monopoly Investor-owned Utility | [10 empty] | 25.14% | 25.28% | 24.68% | 24% | 24.2% | 23.75% | 22.78% | 20.33%
60061 | FPL Citrus Solar Energy Center | 2016-12-31 | 2016 | Southeast (non-ISO) | FL | 27.3215 | -81.8017 | 5.0438 | PV | c-Si | 123 | 74.5 | 1.651 | Fixed Tilt | Fixed Tilt | 20 | 180 | PV+Storage | Lithium-ion | DC | 2018 | 4 | 16 | 26.45 | 19.7 | 88.19 | 63.88 | Monopoly Investor-owned Utility | [10 empty] | 25.29% | 25.34% | 25.1% | 23.83% | 24.46% | 23.52% | 22.84% | 20.69%
60014 | FPL Manatee Solar Energy Center | 2016-12-31 | 2016 | Southeast (non-ISO) | FL | 27.6197 | -82.355 | 5.0142 | PV | c-Si | 123 | 74.5 | 1.651 | Fixed Tilt | Fixed Tilt | 20 | 195 | PV+Storage |  | AC | 2021 | 409 | 900 | 26.47 | 21.66 | 105.55 | 76.73 | Monopoly Investor-owned Utility | [10 empty] | 25.85% | 25.47% | 25.18% | 24.69% | 24.69% | 14.84% | 15.61% | 16.58%
59589 | Rutherford Farm | 2016-12-31 | 2016 | Southeast (non-ISO) | NC | 35.2573 | -81.8301 | 4.5246 | PV | c-Si | 92 | 74.8 | 1.2299 | Fixed Tilt | Fixed Tilt | 25 | 178 | [6 empty] | 23.04 | 31.74 | 87.46 | 61.83 | Monopoly Investor-owned Utility | [10 empty] | 21.24% | 20.11% | 21.06% | 20% | 20.95% | 21.08% | 20.79% | 20.48%
60058 | River Bend Solar (AL) | 2016-09-30 | 2016 | Southeast (non-ISO) | AL | 34.8371 | -87.8429 | 4.3994 | PV | c-Si | 100.2 | 75 | 1.336 | Tracking | Single Axis | Tracking | 180 | [6 empty] | 23.57 | 38.1 | 82.63 | 58.65 | Investor-owned Utility | 64.8988 | [9 empty] | 22.86% | 22.53% | 22.75% | 19.84% | 22.89% | 24.86% | 23.32% | 22.66%
59977 | RE Astoria 2 | 2016-12-31 | 2016 | CAISO | CA | 34.8366 | -118.4837 | 5.7789 | PV | c-Si | 94.9 | 75 | 1.2653 | Tracking | Single Axis | Tracking | 180 | [6 empty] | 10.19 | 9.33 | 82.57 | 56.68 | Public Utilities | 63.228 | [9 empty] | 32.18% | 34.9% | 32.77% | 33.56% | 34.98% | 35.35% | 31.07% | 23.68%
60082 | White Oak Solar | 2016-07-01 | 2016 | Southeast (non-ISO) | GA | 33.0355 | -82.1071 | 4.6658 | PV | c-Si | 112.6 | 76.5 | 1.4719 | Fixed Tilt | Fixed Tilt | 17 | 200 | [6 empty] | 27.54 | 30.09 | 88.66 | 63.67 | Monopoly Investor-owned Utility | 58.886 | [9 empty] | 23.77% | 22.47% | 22.77% | 21.51% | 21.5% | 22.25% | 21.03% | 20.7%
59671 | Hope Mills Solar (Innovative Solar 46) | 2016-12-20 | 2016 | Southeast (non-ISO) | NC | 34.918 | -78.9331 | 4.5149 | PV | c-Si | 100.0496 | 78.5 | 1.2745 | Tracking | Single Axis | Tracking | 185 | [6 empty] | 20.78 | 9.01 | 101.04 | 70.42 | Monopoly Investor-owned Utility | [10 empty] | 22.68% | 21.27% | 21.79% | 21.56% | 22.02% | 21.73% | 20.55% | 20.44%
59946 | Granite Mountain Solar East (Three Cedars) | 2016-09-01 | 2016 | West (non-ISO) | UT | 37.7731 | -113.2308 | 5.248 | PV | c-Si | 101.3 | 80 | 1.2662 | Tracking | Single Axis | Tracking | 179 | [6 empty] | 15.68 | 11.44 | 66.53 | 46.81 | Investor-owned Utility | [10 empty] | 29.78% | 29.69% | 29.12% | 30.71% | 29.77% | 29.04% | 27.52% | 30.02%
59386 | Enterprise Solar Plant (Four Brothers) | 2016-09-12 | 2016 | West (non-ISO) | UT | 37.6447 | -113.611 | 5.4006 | PV | c-Si | 105.1 | 80 | 1.3137 | Tracking | Single Axis | Tracking | 180 | [6 empty] | 14.59 | 12.96 | 58.18 | 41.29 | Investor-owned Utility | [10 empty] | 32% | 32.15% | 31.4% | 33.43% | 31.47% | 32.48% | 31.45% | 32.75%
60127 | Amazon Solar Farm US East 1 (EIA: Eastern Shore Solar, Ventyx: Oak Hall Solar, Dominion: Solar Alliance with AWS, Amazon: Amazon Solar Farm US East 1) | 2016-10-31 | 2016 | PJM | VA | 37.9488 | -75.5716 | 4.3048 | PV | c-Si | 105.4 | 80 | 1.3175 | Tracking | Single Axis | Tracking | 182 | [6 empty] | 45.32 | 7.46 | 123.07 | 84.79 | Corporate | 75.0716 | [9 empty] | 22.48% | 21.93% | 23.59% | 22.12% | 22.29% | 21.49% | 17.32% | 19.45%
60068 | Grand View Solar Two | 2016-12-31 | 2016 | West (non-ISO) | ID | 43.0163 | -116.0118 | 4.6864 | PV | c-Si | 108 | 80 | 1.35 | Tracking | Single Axis | Tracking | 180 | [6 empty] | 21.25 | 28.44 | 65.14 | 47.19 | Investor-owned Utility | [10 empty] | 23.3% | 26.02% | 25.71% | 26.54% | 27.06% | 25.15% | 25.15% | 25.28%
60432 | Three Peaks Power Plant | 2016-12-31 | 2016 | West (non-ISO) | UT | 37.8287 | -113.1276 | 5.2485 | PV | c-Si | 107.7476 | 80 | 1.3468 | Tracking | Single Axis | Tracking | 180 | [6 empty] | 16.07 | 11.12 | 61.95 | 44.6 | Investor-owned Utility | [10 empty] | 31.49% | 32.24% | 30.92% | 31% | 32.06% | 30.78% | 18.55% | 29.77%
59941 | Iron Springs Solar (Three Cedars) | 2016-08-15 | 2016 | West (non-ISO) | UT | 37.7256 | -113.1596 | 5.2295 | PV | c-Si | 101.058 | 80.016 | 1.263 | Tracking | Single Axis | Tracking | 179 | [6 empty] | 15.83 | 11.92 | 62.84 | 44.38 | Investor-owned Utility | [10 empty] | 30.25% | 30.22% | 29.71% | 31.27% | 29.39% | 29.57% | 29.11% | 30.27%
59387 | Escalante Solar I (Four Brothers) | 2016-10-31 | 2016 | West (non-ISO) | UT | 38.5249 | -113.0355 | 5.1643 | PV | c-Si | 105.1 | 80.016 | 1.3135 | Tracking | Single Axis | Tracking | 179 | [6 empty] | 15.66 | 14.78 | 62.4 | 44.3 | Investor-owned Utility | [10 empty] | 29.51% | 29.19% | 29.27% | 28.16% | 29.58% | 30.71% | 30.23% | 30.01%
59388 | Escalante Solar II (Four Brothers) | 2016-10-31 | 2016 | West (non-ISO) | UT | 38.5 | -113.0284 | 5.2347 | PV | c-Si | 105.1 | 80.016 | 1.3135 | Tracking | Single Axis | Tracking | 179 | [6 empty] | 15.7 | 13.99 | 62.7 | 44.51 | Investor-owned Utility | [10 empty] | 29.86% | 29.68% | 29.06% | 31.08% | 29.88% | 29.92% | 29.07% | 30.18%
59389 | Escalante Solar III (Four Brothers) | 2016-10-31 | 2016 | West (non-ISO) | UT | 38.4984 | -112.9869 | 5.2151 | PV | c-Si | 105.3 | 80.016 | 1.316 | Tracking | Single Axis | Tracking | 179 | [6 empty] | 14.06 | 14.36 | 62.95 | 44.69 | Investor-owned Utility | [10 empty] | 29.67% | 29.47% | 29.17% | 30.42% | 27.87% | 30.2% | 29.69% | 29.72%
60185 | Solverde 1 Solar Facility | 2016-12-20 | 2016 | CAISO | CA | 34.6557 | -118.2982 | 5.7424 | PV | c-Si | 106.3 | 85 | 1.2506 | Tracking | Single Axis | Tracking | 180 | [6 empty] | 10.67 | 9.01 | 72.65 | 50.91 | Public Utilities | 56.4872 | [9 empty] | 29.98% | 30.07% | 29.39% | 29.15% | 29.91% | 28.46% | 25.99% | 25.87%
59814 | Copper Mountain Solar 4 | 2016-09-30 | 2016 | CAISO | NV | 35.7885 | -114.9801 | 5.6637 | PV | c-Si | 125.2 | 93.6 | 1.3376 | Tracking | Single Axis | Tracking | 180 | [6 empty] | 11.12 | 8.6 | 83.15 | 57.74 | Investor-owned Utility | 61.9042 | [9 empty] | 30.37% | 32.18% | 32.44% | 32.53% | 29.9% | 29.1% | 26.12% | 25.69%
59150 | RE Mustang Solar | 2016-08-23 | 2016 | CAISO | CA | 36.2333 | -119.9134 | 5.3587 | PV | c-Si | 134.4 | 100 | 1.344 | Tracking | Single Axis | Tracking | 179 | PV+Storage | Lithium iron phosphate | AC | 2021 | 75 | 300 | 5.15 | 9.16 | 95.13 | 65.96 | Public Utilities | 63.9068 | [9 empty] | 30.23% | 29.57% | 28.22% | 26.33% | 23.56% | 24.95% | 18.54% | 26.66%
59852 | North Star Solar Project | 2016-10-20 | 2016 | MISO | MN | 45.4862 | -92.8952 | 3.7651 | PV | c-Si | 138 | 100 | 1.38 | Tracking | Single Axis | Tracking | 180 | [6 empty] | 28.88 | 2.75 | 107.53 | 74.87 | Investor-owned Utility | 72.9209 | [9 empty] | 21.62% | 22.52% | 20.32% | 22.54% | 23.35% | 22% | 21.59% | 21.34%
59976 | RE Astoria 1 | 2016-12-31 | 2016 | CAISO | CA | 34.8446 | -118.4508 | 5.7789 | PV | c-Si | 130.8 | 100 | 1.308 | Tracking | Single Axis | Tracking | 179 | [6 empty] | 10.16 | 8.7 | 83.12 | 57.23 | Investor-owned Utility | [10 empty] | 30.93% | 32.86% | 32.26% | 32.67% | 34.31% | 33.17% | 30.88% | 25.4%
60352 | Boulder Solar Project 1 | 2016-12-31 | 2016 | West (non-ISO) | NV | 35.8359 | -114.9741 | 5.478 | PV | c-Si | 124.9 | 100 | 1.249 | Tracking | Single Axis | Tracking | 180 | [6 empty] | 10.72 | 10.03 | 71.49 | 49.59 | Investor-owned Utility | 45.9977 | [9 empty] | 30.99% | 31.98% | 30.61% | 32.02% | 29.74% | 30.56% | 29.82% | 30.8%
60307 | Mesquite Solar 2 | 2016-12-31 | 2016 | CAISO | AZ | 33.333 | -112.9216 | 5.8711 | PV | c-Si | 136.5 | 100.8 | 1.3542 | Tracking | Single Axis | Tracking | 180 | [6 empty] | 9.64 | 7.09 | 62.9 | 44.62 | Investor-owned Utility | 60.178 | [9 empty] | 32.94% | 32.28% | 29% | 29.78% | 29.02% | 28.75% | 31.08% | 31.24%
60064 | White Pine Solar | 2016-07-01 | 2016 | Southeast (non-ISO) | GA | 32.5038 | -84.2595 | 4.585 | PV | c-Si | 148.5 | 101.2 | 1.4674 | Fixed Tilt | Fixed Tilt | 17 | 200 | [6 empty] | 27.59 | 30.8 | 85.31 | 61.45 | Monopoly Investor-owned Utility | 58.1053 | [9 empty] | 23.29% | 21.64% | 22.63% | 21.25% | 21.88% | 22.94% | 21.23% | 21.33%
58975 | Henrietta Solar Project | 2016-10-31 | 2016 | CAISO | CA | 36.2188 | -119.8058 | 5.3183 | PV | c-Si | 127.9 | 102 | 1.2539 | Tracking | Single Axis | Tracking | 180 | [6 empty] | 4.22 | 10.04 | 138.82 | 92.52 | Investor-owned Utility | 103.8522 | [9 empty] | 27.99% | 28.47% | 26.46% | 26.93% | 26.89% | 25.69% | 26.21% | 24.33%
59896 | Butler Solar Project 103 | 2016-12-31 | 2016 | Southeast (non-ISO) | GA | 32.5598 | -84.2799 | 4.585 | PV | Thin-Film | 141.5 | 103 | 1.3738 | Tracking | Single Axis | Tracking | 180 | [6 empty] | 27.9 | 28.87 | 90.84 | 63.69 | Monopoly Investor-owned Utility | 63.7892 | [9 empty] | 25.82% | 25.01% | 25.51% | 24.1% | 23.73% | 24.34% | 22.91% | 23.64%
59532 | Springbok Solar Farm 1 | 2016-07-30 | 2016 | West (non-ISO) | CA | 35.2517 | -117.9563 | 5.8586 | PV | c-Si | 136.8 | 105 | 1.3029 | Tracking | Single Axis | Tracking | 179 | [6 empty] | 9.09 | 17.17 | 88.33 | 60.04 | Public Utilities | 66.0039 | [9 empty] | 32.53% | 32.4% | 31.54% | 31.94% | 32.16% | 33.37% | 31.7% | 32.28%
60093 | NextEra Blythe Solar I (110) | 2016-03-07 | 2016 | CAISO | CA | 33.68 | -114.742 | 5.7976 | PV | c-Si | 154 | 109.8 | 1.4026 | Tracking | Single Axis | Tracking | 181 | PV+Storage | LIB | AC | 2021 | 63 | 301.2 | 10.81 | 7.15 | 78.22 | 54.49 | Corporate | [10 empty] | 28.35% | 31.07% | 30.17% | 30.63% | 31.3% | 30.87%
59207 | OCI Alamo 7 Solar | 2016-08-30 | 2016 | ERCOT | TX | 33.0101 | -99.6002 | 5.1089 | PV | c-Si | 132 | 112 | 1.1786 | Tracking | Dual-Axis | Tracking | [7 empty] | 23.4 |  | 98.23 | 66.82 | Public Utilities | [10 empty] | 26.7% | 26.53% | 27.04% | 28.12% | 26.89% | 27.5% | 25.5% | 24.93%
59656 | Comanche Solar | 2016-09-30 | 2016 | West (non-ISO) | CO | 38.2053 | -104.5667 | 5.1341 | PV | c-Si | 156 | 120 | 1.3 | Tracking | Single Axis | Tracking | 180 | [6 empty] | 15.63 | 28.11 | 85.7 | 60 | Investor-owned Utility | 61.1709 | [9 empty] | 27.15% | 28.34% | 27.67% | 27.58% | 23.67% | 22.03% | 24.47% | 23%
60092 | NextEra Blythe Solar II (125) | 2016-10-30 | 2016 | CAISO | CA | 33.68 | -114.73 | 5.7976 | PV | c-Si | 161.5 | 131.2 | 1.2309 | Tracking | Single Axis | Tracking | 181 | PV+Storage | LIB | AC | 2021 | 115 | 538.6 | 8.51 | 7.43 | 73.35 | 50.97 | Investor-owned Utility | 57.1871 | [9 empty] | 30.37% | 30.03% | 23.69% | 24.07% | 27.24% | 30.39% | 28.14% | 29.76%
59897 | Taylor County Solar (Sandhills Solar Facility) | 2016-10-31 | 2016 | Southeast (non-ISO) | GA | 32.5831 | -84.2972 | 4.585 | PV | Thin-Film | 180 | 146 | 1.2329 | Tracking | Single Axis | Tracking | 180 | [6 empty] | 27.87 | 28.62 | 94.74 | 66.81 | Public Utilities | 63.7599 | [9 empty] | 23.3% | 22.59% | 23.14% | 21.03% | 21.03% | 20.56% | 16.16% | 19.14%
57491 | (Tenaska) Imperial Solar Energy Center West (Csolar IV West) | 2016-04-30 | 2016 | CAISO | CA | 32.7722 | -115.7793 | 5.7881 | PV | Thin-Film | 182.29 | 148.7 | 1.2259 | Tracking | Single Axis | Tracking | 180 | [6 empty] | 11.11 | 7.73 | 80.88 | 55.47 | Investor-owned Utility | 105.9911 | [9 empty] | 29.99% | 28.96% | 30.32% | 29.86% | 30.81% | 32.85% | 29.81% | 28.61%
60308 | Mesquite Solar 3 | 2016-12-31 | 2016 | CAISO | AZ | 33.3414 | -112.9513 | 5.8711 | PV | c-Si | 210 | 154 | 1.3636 | Tracking | Single Axis | Tracking | 180 | [6 empty] | 9.67 | 6.57 | 46.48 | 33.91 | Military | 53.7804 | [9 empty] | 33.53% | 33.93% | 33.91% | 34.39% | 32.96% | 34.83% | 34.22% | 33.73%
59840 | Springbok Solar Farm 2 (Fremont Solar) | 2016-09-30 | 2016 | West (non-ISO) | CA | 35.2483 | -117.9723 | 5.8586 | PV | c-Si | 191 | 155 | 1.2323 | Tracking | Single Axis | Tracking | 179 | [6 empty] | 8.98 | 17.1 | 81.35 | 55.76 | Public Utilities | 55.2144 | [9 empty] | 30.76% | 29.97% | 30.1% | 30.19% | 30.6% | 31.5% | 29.77% | 29.31%
59994 | RE Roserock | 2016-11-23 | 2016 | ERCOT | TX | 30.9602 | -103.3067 | 5.611 | PV | c-Si | 212.1 | 157.5 | 1.3467 | Tracking | Single Axis | Tracking | 179 | [6 empty] | 22.27 |  | 74.71 | 52.75 | Public Utilities | 48.1737 | [9 empty] | 28.73% | 18.29% | 27.9% | 29.97% | 25.2% | 26.64% | 27.94% | 26.44%
60233 | RE Garland | 2016-11-30 | 2016 | CAISO | CA | 34.8253 | -118.525 | 5.7571 | PV | c-Si | 248.1707 | 185 | 1.3415 | Tracking | Single Axis | Tracking | 180 | PV+Storage |  | AC | 2021 | 88 | 352 | 10.4 | 7.25 | 77.21 | 53.85 | Investor-owned Utility | 53.5411 | [9 empty] | 33.78% | 32.48% | 29.34% | 30.04% | 29.93% | 27.58% | 24.24% | 30.48%
59939 | RE Tranquility Solar | 2016-09-26 | 2016 | CAISO | CA | 36.5814 | -120.4045 | 5.3029 | PV | c-Si | 257.7 | 205.3 | 1.2552 | Tracking | Single Axis | Tracking | 180 | PV+Storage | Lithium-ion | AC | 2022 | 72 | 288 | -14.56 | 8.78 | 80.59 | 56.12 | Corporate | 49.8331 | [9 empty] | 25.32% | 27.9% | 27.43% | 23.74% | 27.09% | 24.19% | 25.54% | 27.84%
58644 | Silver State South Solar Project 1-8 | 2016-06-30 | 2016 | CAISO | NV | 35.6166 | -115.337 | 5.5148 | PV | Thin-Film | 338.7 | 250 | 1.3548 | Tracking | Single Axis | Tracking | 180 | [6 empty] | 11.48 | 8.14 | 68.76 | 48.48 | Investor-owned Utility | 134.8109 | [9 empty] | 32.47% | 32.46% | 29.9% | 30.96% | 30.68% | 29.09% | 29.39% | 28.66%
57859 | Moapa Southern Paiute (Moapa Solar Project) | 2016-12-31 | 2016 | West (non-ISO) | NV | 36.53 | -114.7703 | 5.7123 | PV | Thin-Film | 353 | 250 | 1.412 | Fixed Tilt | Fixed Tilt | 30 | 181 | [6 empty] | 10.57 | 6.53 | 101.93 | 69.76 | Public Utilities | 88.7445 | [9 empty] | 28.7% | 28.51% | 27.38% | 28.69% | 27.68% | 29.05% | 26.94% | 27.99%
58462 | McCoy Solar Energy Project (1-8) Phase I | 2016-06-30 | 2016 | CAISO | CA | 33.6922 | -114.7507 | 5.7976 | PV | Thin-Film | 339.3 | 270.6 | 1.2539 | Tracking | Single Axis | Tracking | 180 | PV+Storage |  | AC | 2021 | 230 | 920 | 10.63 | 7.86 | 80.69 | 55.85 | Investor-owned Utility | 96.3085 | [9 empty] | 31.44% | 29.57% | 30.43% | 23.95% | 26.25% | 28.46% | 25.69% | 28.12%
58646 | Stateline Solar (1-7) (Desert Stateline) | 2016-07-31 | 2016 | CAISO | CA | 35.5849 | -115.4352 | 5.7195 | PV | Thin-Film | 340.4 | 299.5 | 1.1366 | Fixed Tilt | Fixed Tilt | 25 | 180 | [6 empty] | 9.19 | 9.36 | 176.75 | 116.04 | Investor-owned Utility | [10 empty] | 25.07% | 25.44% | 24.55% | 24.84% | 24.35% | 23.75% | 23.58% | 23.56%
60906 | Mt. Tom Solar Project Hybrid | 2017-01-31 | 2017 | ISO-NE | MA | 42.2693 | -72.603 | 3.7949 | PV | c-Si | 5.7647 | 5.001 | 1.1527 | Fixed Tilt | Fixed Tilt | 25 | 180 | PV+Storage | Lithium-Ion | AC | 2019 | 3 | 6 | 31.1 | 3.05 | 144.71 | 100.37 | Public Utilities | [16 empty] | 12.42%
60253 | IMPA Anderson 1 Solar Project | 2017-01-23 | 2017 | PJM | IN | 40.0525 | -85.7331 | 3.9626 | PV | c-Si | 6.2 | 5.001 | 1.2398 | Fixed Tilt | Fixed Tilt | 25 | 180 | [6 empty] | 31.81 | 3.34 | 124.57 | 89.34 | Public Utilities | [16 empty] | 8.505% | 17.17%
58659 | Aloha Solar Energy Fund 1 PK1 | 2017-03-31 | 2017 | HI | HI | 21.4069 | -158.1514 | 5.2884 | PV | c-Si | 6.2 | 5.001 | 1.2398 | Fixed Tilt | Fixed Tilt | 15 | 180 | [6 empty] | 171.42 |  | 291.98 | 190.8 | Investor-owned Utility | [16 empty] | 15.15% | 15%
61614 | Cyril | 2017-05-30 | 2017 | SPP | OK | 34.8981 | -98.2279 | 4.8016 | PV | c-Si | 6.4 | 5.001 | 1.2797 | Tracking | Single Axis | Tracking | 180 | [6 empty] | 35.45 | 25.4 | 78.75 | 57.08 | Public Utilities | [16 empty] | 16.42% | 19.62%
61410 | Whitesboro Solar | 2017-12-30 | 2017 | ERCOT | TX | 33.6165 | -96.8687 | 4.6927 | PV | c-Si | 7.1397 | 5.001 | 1.4277 | Tracking | Single Axis | Tracking | 180 | [6 empty] | 21.5 |  | 81.25 | 57.59 | Unknown | [16 empty] | 23.32% | 21.02%
61411 | Whitesboro Solar II | 2017-12-30 | 2017 | ERCOT | TX | 33.6249 | -96.8675 | 4.6927 | PV | c-Si | 7.1397 | 5.001 | 1.4277 | Tracking | Single Axis | Tracking | 180 | [6 empty] | 21.5 |  | 99.83 | 68.9 | Unknown | [16 empty] | 23.32% | 23.37%
61514 | North Gainesville Solar | 2017-12-30 | 2017 | ERCOT | TX | 33.6561 | -97.1486 | 4.7425 | PV | c-Si | 6.82 | 5.17 | 1.3191 | Tracking | Single Axis | Tracking | 180 | [6 empty] | 22.28 |  | 92.02 | 64.93 | Unknown | [11 empty] | 20.41% | 20.62% | 16.36% | 15.03% | 20.74% | 21.49% | 17.34%
61117 | Bakersfield PV 1 | 2017-12-30 | 2017 | CAISO | CA | 35.325 | -118.9815 | 5.3913 | PV | c-Si | 7.0333 | 5.25 | 1.3397 | Tracking | Single Axis | Tracking | 180 | [6 empty] | 9.12 | 21.5 | 149.22 | 102.3 | Investor-owned Utility | [11 empty] | 23.51% | 22.04% | 20.61% | 21.97% | 19.18% | 14.62% | 11.36%
61513 | Marlin Solar | 2017-12-30 | 2017 | ERCOT | TX | 31.2867 | -96.8772 | 4.7071 | PV | c-Si | 7.22 | 5.28 | 1.3674 | Tracking | Single Axis | Tracking | 180 | [6 empty] | 19.49 |  | 162.33 | 108.06 | Unknown | [11 empty] | 20.33% | 22.85% | 20.46% | 21.27% | 22.89% | 22.18% | 21.31%
61409 | Highway 56 Solar (not the West Moore Sherman project coming in 2018) | 2017-12-30 | 2017 | ERCOT | TX | 33.614 | -96.6899 | 4.6743 | PV | c-Si | 7.2 | 5.3 | 1.3585 | Tracking | Single Axis | Tracking | 181 | [6 empty] | 21.46 |  | 127.42 | 89.66 | Unknown | [11 empty] | 19.07% | 20.79% | 18.9% | 15.42% | 16.39% | 10.84% | 14.19%
59213 | Clipperton Holdings | 2017-11-30 | 2017 | Southeast (non-ISO) | NC | 34.9669 | -78.3544 | 4.4765 | PV | Thin-Film | 7 | 5.3 | 1.3208 | Tracking | Single Axis | Tracking | 175 | [6 empty] | 20.65 | 9.1 | 88.86 | 62.55 | Monopoly Investor-owned Utility | [16 empty] | 20.35% | 19.87%
61327 | Barnwell Solar | 2017-12-30 | 2017 | Southeast (non-ISO) | SC | 33.2375 | -81.3507 | 4.6368 | PV | c-Si | 7.6486 | 5.44 | 1.406 | Tracking | Single Axis | Tracking | 180 | [6 empty] | 29.61 | 13.93 | 63.38 | 46.59 | Monopoly Investor-owned Utility | [11 empty] | 24.26% | 22.71% | 27.59% | 22.76% | 23.18% | 19.98% | 21.52%
60524 | Aurora Eastwood Solar | 2017-06-30 | 2017 | MISO | MN | 44.1548 | -93.9166 | 3.8118 | PV | c-Si | 8.23 | 5.5 | 1.4964 | Tracking | Single Axis | Tracking | 180 | [6 empty] | 21.37 | 2.79 | 114.37 | 78.85 | Investor-owned Utility | [11 empty] | 21.71% | 19.34% | 21.3% | 21.95% | 21.42% | 22.03% | 22.11%
60533 | Aurora West Faribault Solar | 2017-06-30 | 2017 | MISO | MN | 44.2744 | -93.3104 | 3.8194 | PV | c-Si | 7.89 | 5.5 | 1.4345 | Tracking | Single Axis | Tracking | 180 | [6 empty] | 25.05 | 2.64 | 121.77 | 83.68 | Investor-owned Utility | [11 empty] | 19.75% | 18.44% | 21.4% | 20.38% | 19.79% | 20.57% | 20.57%
61884 | Kearney NPPD Solar Project | 2017-12-11 | 2017 | SPP | NE | 40.7217 | -99.0412 | 4.4136 | PV | c-Si | 7.2467 | 5.76 | 1.2581 | Tracking | Single Axis | Tracking | 180 | [6 empty] | 24.16 | 28.62 | 97.01 | 67.11 | Public Utilities | [11 empty] | 21.96% | 21% | 22.43% | 24.27% | 24.69% | 22.84% | 16.98%
61755 | East Acres Solar NG | 2017-04-01 | 2017 | ISO-NE | MA | 42.4882 | -73.242 | 3.688 | PV | c-Si | 6.8 | 5.8 | 1.1724 | Fixed Tilt | Fixed Tilt | 25 | 180 | [6 empty] | 30.14 | 2.66 | 214.37 | 146.99 | Unknown | [11 empty] | 8.262% | 9.018% | 10.27% | 9.406% | 10.91% | 9.451% | 9.649%
60520 | Aurora Annandale Solar | 2017-06-30 | 2017 | MISO | MN | 45.2489 | -94.1108 | 3.7939 | PV | c-Si | 9.12 | 6 | 1.52 | Tracking | Single Axis | Tracking | 180 | [6 empty] | 26.94 | 2.72 | 109.46 | 75.56 | Investor-owned Utility | [11 empty] | 22.36% | 20.27% | 21.71% | 21.51% | 21.86% | 23.98% | 23.12%
61510 | Monroe County Sites C, D, & E | 2017-12-30 | 2017 | NYISO | NY | 43.3171 | -77.7436 | 3.7028 | PV | c-Si | 8.4 | 6 | 1.4 | Fixed Tilt | Fixed Tilt | 20 | 180 | [6 empty] | 30 | 10.93 | 131.85 | 92.17 | Unknown | [11 empty] | 16.77% | 17% | 17.16% | 17.17% | 17.83% | 17.41% | 12.15%
60522 | Aurora Chisago Solar | 2017-03-31 | 2017 | MISO | MN | 45.4526 | -92.9016 | 3.7747 | PV | c-Si | 9.6 | 6.5 | 1.4769 | Tracking | Single Axis | Tracking | 180 | [6 empty] | 29.24 | 2.6 | 124.26 | 85.59 | Investor-owned Utility | [11 empty] | 19.92% | 17.32% | 19.11% | 19.67% | 19.16% | 20.36% | 20.59%
60523 | Aurora Dodge Center Solar | 2017-06-30 | 2017 | MISO | MN | 44.0262 | -92.8812 | 3.8079 | PV | c-Si | 9.9 | 6.5 | 1.5231 | Tracking | Single Axis | Tracking | 180 | [6 empty] | 25.73 | 2.64 | 113.23 | 78.18 | Investor-owned Utility | [11 empty] | 21.96% | 19.09% | 21.44% | 22.73% | 21.66% | 22.2% | 22.55%
60621 | Worcester Landfill | 2017-08-17 | 2017 | ISO-NE | MA | 42.2194 | -71.7903 | 3.833 | PV | c-Si | 8.1 | 6.5 | 1.2462 | Fixed Tilt | Fixed Tilt | 25 | 180 | [6 empty] | 31.52 | 2.69 | 173 | 117.27 | Unknown | [11 empty] | 14.26% | 14.63% | 9.854% | 10.96% | 16.39% | 15.45%
61325 | Hampton Solar I | 2017-08-31 | 2017 | Southeast (non-ISO) | SC | 32.879 | -81.133 | 4.6632 | PV | c-Si | 9.91 | 6.8 | 1.4574 | Tracking | Single Axis | Tracking | 180 | [6 empty] | 29.35 | 15.18 | 64.91 | 47.94 | Monopoly Investor-owned Utility | [11 empty] | 23.55% | 22.07% | 21.54% | 21.67% | 23.24% | 21.11% | 20.69%
61006 | SCDA Solar 1 (Sacramento Airport PV) has North and East site | 2017-12-06 | 2017 | CAISO | CA | 38.6902 | -121.5865 | 5.0433 | PV | c-Si | 7.909 | 6.8 | 1.1631 | Tracking | Single Axis | Tracking | 180 | [6 empty] | 25.88 | 10.37 | 84.57 | 58.39 | Corporate | 68.5489 | [11 empty] | 24.98% | 24.09% | 22% | 24.95% | 19.79% | 22.49%
61388 | AEP Jacksonville Solar Project (Northwest Jacksonville Solar Partners, Nwjax) | 2017-05-30 | 2017 | Southeast (non-ISO) | FL | 30.5188 | -81.6817 | 4.7381 | PV | c-Si | 7.5 | 7.1 | 1.0563 | Tracking | Single Axis | Tracking | 180 | [8 empty] | 92.04 | 62.88 | Public Utilities | 66.3181 | [10 empty] | 16.18% | 23.41% | 22.77% | 22.94% | 19.6% | 22.42%
61680 | MMPA Tatanka Wi Solar (Buffalo Solar Project) | 2017-12-30 | 2017 | MISO | MN | 45.2107 | -93.8826 | 3.8019 | PV | c-Si | 8.69 | 7.11 | 1.2222 | Tracking | Single Axis | Tracking | 180 | [6 empty] | 26.78 | 2.71 | 85.34 | 60.77 | Public Utilities | [11 empty] | 18.19% | 18% | 19.16% | 20.34% |  | 16.23% | 18.03%
60680 | ANAD Solar Array (Army) (Anniston) | 2017-07-31 | 2017 | Southeast (non-ISO) | AL | 33.6263 | -85.9404 | 4.462 | PV | Thin-Film | 9.7 | 7.4 | 1.3108 | Fixed Tilt | Fixed Tilt | 20 | 180 | [6 empty] | 27.55 | 32.87 | 141.78 | 96.01 | Monopoly Investor-owned Utility | [11 empty] | 26.48% | 13.68% | 18.22% | 17.73% | 17.79% | 16.57% | 19.84%
60527 | Aurora Lake Pulaski Solar | 2017-06-30 | 2017 | MISO | MN | 45.1956 | -93.8123 | 3.7973 | PV | c-Si | 10.92 | 7.5 | 1.456 | Tracking | Single Axis | Tracking | 180 | [6 empty] | 27.05 | 2.72 | 125.26 | 86.18 | Investor-owned Utility | [11 empty] | 20.16% | 19.25% | 21.36% | 19.43% | 20.12% | 21.25% | 18.43%
60673 | Nixa Solar Farm | 2017-11-14 | 2017 | SPP | MO | 37.0439 | -93.339 | 4.3294 | PV | c-Si | 11.088 | 7.92 | 1.4 | Fixed Tilt | Fixed Tilt | 25 | 180 | [6 empty] | 30.14 | 26.87 | 92.16 | 64.66 | Public Utilities | [11 empty] | 21.67% | 21.55% | 20.56% | 20.78% | 20.47% | 21.71% | 21.69%
61559 | Woodline Solar | 2017-12-30 | 2017 | West (non-ISO) | OR | 42.239 | -121.5842 | 4.7318 | PV | c-Si | 11.1629 | 8 | 1.3954 | Tracking | Single Axis | Tracking | 180 | [6 empty] | 26.58 | 17.27 | 45.93 | 35.03 | Investor-owned Utility | [12 empty] | 25.77% | 25.46% | 24.25% | 28.2% | 24.79% | 21.27%
61054 | IMPA Anderson 2 Solar Project | 2017-12-30 | 2017 | PJM | IN | 40.1386 | -85.6883 | 3.9628 | PV | c-Si | 10.2 | 8.1 | 1.2593 | Tracking | Single Axis | Tracking | 180 | [6 empty] | 31.62 | 4.02 | 71.02 | 51.33 | Public Utilities | [11 empty] | 19.15% | 19.5% | 18.91% | 19.08% | 21% | 19.74% | 19.59%
61324 | Odyssey Solar (Phase 1) | 2017-08-31 | 2017 | Southeast (non-ISO) | SC | 33.7904 | -81.2656 | 4.5643 | PV | c-Si | 11.84 | 8.16 | 1.451 | Tracking | Single Axis | Tracking | 180 | [6 empty] | 29.63 | 14.5 | 56.96 | 42.91 | Monopoly Investor-owned Utility | 53.0473 | [10 empty] | 25.82% | 24.87% | 26.12% | 22.81% | 25.36% | 24.41% | 16.24%
61523 | Haley Solar | 2017-12-30 | 2017 | Southeast (non-ISO) | SC | 33.0227 | -81.2928 | 4.657 | PV | c-Si | 11.39 | 8.16 | 1.3958 | Tracking | Single Axis | Tracking | 180 | [6 empty] | 29.35 | 14.98 | 66.77 | 49.54 | Monopoly Investor-owned Utility | [11 empty] | 25.53% | 24.27% | 19.86% | 24.04% | 22.81% |  | 13.8%
60755 | Spartan | 2017-03-28 | 2017 | PJM | NJ | 40.0441 | -74.6096 | 4.0213 | PV | c-Si | 9.998 | 8.3 | 1.2046 | Fixed Tilt | Fixed Tilt | 25 | 180 | [6 empty] | 27.53 | 5.91 | 162.8 | 108.53 | Investor-owned Utility | [11 empty] | 18.94% | 18.99% | 18.71% | 19.26% | 19.98% | 18.41% | 18.09%
60534 | Aurora West Waconia Solar | 2017-06-30 | 2017 | MISO | MN | 44.7936 | -93.9014 | 3.8274 | PV | c-Si | 12.25 | 8.5 | 1.4412 | Tracking | Single Axis | Tracking | 180 | [6 empty] | 26.25 | 2.71 | 118.65 | 81.56 | Investor-owned Utility | [11 empty] | 20.03% | 18.32% | 20.82% | 19.53% | 19.75% | 22.34% | 20.95%
60863 | Cooperative Solar One | 2017-11-01 | 2017 | PJM | KY | 38.028 | -84.2536 | 4.1031 | PV | c-Si | 10.7 | 8.5 | 1.2588 | Fixed Tilt | Fixed Tilt | 25 | 180 | [6 empty] | 31.27 | 3.21 | 105.92 | 73.94 | Public Utilities | [11 empty] | 18.52% | 19.42% | 18.28% | 17.73% | 17.24% | 17.63% | 17.04%
61073 | Pemberton Road I (McGuire-Dix-Lakehurst Base) | 2017-06-30 | 2017 | PJM | NJ | 39.9818 | -74.6974 | 4.0233 | PV | c-Si | 9.9937 | 8.8 | 1.1356 | Fixed Tilt | Fixed Tilt | 20 | 180 | [6 empty] | 27.74 | 5.73 | 106.05 | 73.46 | Military | [11 empty] | 16.21% | 17.42% | 15.89% | 17.29% | 17.96% | 16.96% | 16.93%
61074 | Pemberton Road II (McGuire-Dix-Lakehurst Base) | 2017-06-30 | 2017 | PJM | NJ | 39.9799 | -74.7019 | 4.0293 | PV | c-Si | 9.9937 | 8.8 | 1.1356 | Fixed Tilt | Fixed Tilt | 20 | 180 | [6 empty] | 27.74 | 5.73 | 105.4 | 73.07 | Military | [11 empty] | 16.2% | 17.38% | 15.95% | 17.3% | 18.02% | 16.9% | 16.82%
60788 | Suwannee Solar Energy Facility | 2017-12-12 | 2017 | Southeast (non-ISO) | FL | 30.3757 | -83.1707 | 4.7436 | PV | c-Si | 14.2 | 8.8 | 1.6136 | Fixed Tilt | Fixed Tilt | 20 | 180 | PV+Fossil | [5 empty] | 20.05 | 27.04 | 85.95 | 61.87 | Monopoly Investor-owned Utility | [11 empty] | 19.16% | 24.32% | 23.53% | 21.97% | 22.45% | 21.65% | 20.97%
59737 | Aspiration G | 2017-09-30 | 2017 | CAISO | CA | 36.5521 | -120.3426 | 5.3221 | PV | c-Si | 11.7 | 9 | 1.3 | Tracking | Single Axis | Tracking | 180 | [6 empty] | -14.78 | 9.05 | 66.3 | 46.64 | Investor-owned Utility | [11 empty] | 28.1% | 24.93% | 26.67% | 28.32% | 29.39% | 25.51% | 26.99%
61519 | Baker Point (Frederick Road Solar) | 2017-11-16 | 2017 | PJM | MD | 39.5705 | -77.3625 | 4.0304 | PV | c-Si | 10.89 | 9 | 1.21 | Fixed Tilt | Fixed Tilt | 25 | 180 | [6 empty] | 37.51 | 3.14 |  |  | Corporate | [11 empty] | 16.6% | 18.1% | 16.71% | 17.52% | 17.01% | 16.34% | 16.88%
61487 | PSEG West Babylon Solar Center (SL Babylon) | 2017-12-30 | 2017 | NYISO | NY | 40.7324 | -73.3757 | 4.0163 | PV | c-Si | 10.62 | 9 | 1.18 | Fixed Tilt | Fixed Tilt | 20 | 180 | [6 empty] | 40.71 | 9.09 | 132.64 | 90.37 | Public Utilities | [11 empty] | 17.09% | 17.69% | 15.61% | 16.18% | 16.28% | 16.88% | 17.16%
61580 | Tumbleweed Solar (Ventyx: Jeans Solar Park) | 2017-12-30 | 2017 | West (non-ISO) | OR | 44.1946 | -121.2295 | 4.4736 | PV | c-Si | 14 | 9.9 | 1.4141 | Fixed Tilt | Fixed Tilt | 28 | 180 | [6 empty] | 28.42 | 15.77 | 89.4 | 62.75 | Investor-owned Utility | [11 empty] | 23.71% | 22.21% | 24.24% | 22.04% | 23.32% | 21.64% | 21.55%
61560 | Eagle Point Solar | 2017-12-30 | 2017 | West (non-ISO) | OR | 42.401 | -122.8312 | 4.5373 | PV | c-Si | 13.061 | 9.9 | 1.3193 | Tracking | Single Axis | Tracking | 180 | [6 empty] | 25.98 | 17.87 | 67.02 | 48.85 | Investor-owned Utility | [11 empty] | 21.54% | 21.75% | 17.77% | 17.81% | 20.89% | 20.84% | 20.72%
63180 | TPE Whitney Solar, LLC (United Community Solar Plant) | 2017-12-31 | 2017 | ERCOT | TX | 32.0676 | -97.5339 | 4.8054 | PV | c-Si | 14.3 | 9.9 | 1.4444 | Tracking | Single Axis | Tracking | 180 | [6 empty] | 22.3 |  |  |  | Public Utilities | [12 empty] | 25.48% | 25.36% | 25.22% | 21.73% | 21.73% | 18.8%
64078 | Pittsfield Solar LLC | 2017-12-31 | 2017 | ISO-NE | ME | 44.8142 | -69.4483 | 3.6531 | PV | c-Si | 13.9 | 9.9 | 1.404 | Fixed Tilt | Fixed Tilt | 35 | 170 | [6 empty] | 31.01 | 2.59 | 114.13 | 79.32 | Investor-owned Utility | [13 empty] | 18.17% | 19.22% | 20.61% | 18.13% | 19.01%
61901 | Redstone Arsenal | 2017-12-01 | 2017 | Southeast (non-ISO) | AL | 34.6113 | -86.6224 | 4.3822 | PV | c-Si | 12.5 | 10 | 1.25 | Tracking | Single Axis | Tracking | 180 | PV+Storage | Lithium-ion | AC | 2017 | 1 | 2 | 23.56 | 37.16 | 121.2 | 82.63 | Military | [11 empty] | 20.17% | 20.74% | 19.67% | 19.64% | 21.21% | 17.83% | 19.29%
60242 | SKIC 2 (South Kern Industrial Center, Algonquin SKIC 10 Solar, Bakersfield 2) | 2017-01-31 | 2017 | CAISO | CA | 35.1247 | -119.242 | 5.3631 | PV | c-Si | 11.9784 | 10 | 1.1978 | Tracking | Single Axis | Tracking | 180 | [6 empty] | -0.36 | 14.51 | 130.71 | 88.08 | Investor-owned Utility | [11 empty] | 24.85% | 23.77% | 20.6% | 22.58% | 21.54% | 20.19% | 16.85%
61292 | Jackson Solar Farm (Wilson) | 2017-03-01 | 2017 | Southeast (non-ISO) | NC | 35.7529 | -77.8576 | 4.4523 | PV | c-Si | 11.9 | 10 | 1.19 | Fixed Tilt | Fixed Tilt | 20 | 180 | [6 empty] | 20.35 | 5.66 | 116.68 | 83.69 | Public Utilities | [11 empty] | 19.21% | 19.57% | 17.71% | 18.28% | 11.27% | 6.829%
61280 | Wilson Solar Farm 7 | 2017-04-28 | 2017 | Southeast (non-ISO) | NC | 35.7563 | -78.0138 | 4.4743 | PV | c-Si | 12.3 | 10 | 1.23 | Fixed Tilt | Fixed Tilt | 20 | 180 | [6 empty] | 20.38 | 5.63 | 91.62 | 64.63 | Public Utilities | [11 empty] | 19.62% | 19.74% | 18.82% | 19.54% | 19.3% | 16.18%
61277 | Wilson Solar Farm 4 | 2017-04-28 | 2017 | Southeast (non-ISO) | NC | 35.7065 | -77.9347 | 4.4528 | PV | c-Si | 12.1 | 10 | 1.21 | Fixed Tilt | Fixed Tilt | 20 | 180 | [6 empty] | 20.36 | 5.77 | 109.74 | 77.97 | Public Utilities | [11 empty] | 19.17% | 19.28% | 18.19% | 18.76% | 12.5% | 10.92%
61276 | Wilson Solar Farm 3 | 2017-04-28 | 2017 | Southeast (non-ISO) | NC | 35.7826 | -78.9898 | 4.4439 | PV | c-Si | 11.7 | 10 | 1.17 | Fixed Tilt | Fixed Tilt | 20 | 180 | [6 empty] | 20.33 | 5.73 | 89.06 | 62.79 | Public Utilities | [11 empty] | 18.47% | 18.4% | 17.59% | 18.64% | 18.23% | 17.13%
61279 | Wilson Solar Farm 6 | 2017-05-30 | 2017 | Southeast (non-ISO) | NC | 35.6981 | -77.8793 | 4.4557 | PV | c-Si | 12.7 | 10 | 1.27 | Fixed Tilt | Fixed Tilt | 20 | 180 | [6 empty] | 20.37 | 5.76 | 100.39 | 70.98 | Public Utilities | [11 empty] | 21.14% | 21.14% | 20.23% | 20% | 17.09% | 13.3%
61278 | Wilson Solar Farm 5 | 2017-05-30 | 2017 | Southeast (non-ISO) | NC | 35.6981 | -77.8793 | 4.4557 | PV | c-Si | 12.1 | 10 | 1.21 | Fixed Tilt | Fixed Tilt | 20 | 180 | [6 empty] | 20.37 | 5.74 | 92.48 | 65.49 | Public Utilities | [11 empty] | 19.42% | 19.41% | 18.21% | 18.88% | 15.63% | 16.59%
60519 | Aurora Albany Solar | 2017-06-30 | 2017 | MISO | MN | 45.6415 | -94.6002 | 3.7578 | PV | c-Si | 15.24 | 10 | 1.524 | Tracking | Single Axis | Tracking | 180 | [6 empty] | 28.14 | 2.79 | 111.62 | 77.07 | Investor-owned Utility | [11 empty] | 21.93% | 21.28% | 19.92% | 24% | 21.7% | 23.98% | 21.91%
60530 | Aurora Paynesville Solar | 2017-06-30 | 2017 | MISO | MN | 45.3929 | -94.7212 | 3.8051 | PV | c-Si | 15.24 | 10 | 1.524 | Tracking | Single Axis | Tracking | 180 | [6 empty] | 28.03 | 2.86 | 112.98 | 78.01 | Investor-owned Utility | [11 empty] | 21.07% | 21.33% | 18.67% | 24.24% | 20.54% | 23.35% | 22.44%
60532 | Aurora Waseca Solar | 2017-06-30 | 2017 | MISO | MN | 44.0925 | -93.531 | 3.839 | PV | c-Si | 15.92 | 10 | 1.592 | Tracking | Single Axis | Tracking | 180 | [6 empty] | 25.32 | 2.7 | 113.77 | 78.84 | Investor-owned Utility | [11 empty] | 22.7% | 20.22% | 21.5% | 18.21% | 17.33% | 23.88% | 23.58%
60659 | Ridgeland Solar Farm I | 2017-06-30 | 2017 | Southeast (non-ISO) | SC | 32.4667 | -80.9615 | 4.6799 | PV | c-Si | 12.2 | 10 | 1.22 | Tracking | Single Axis | Tracking | 180 | [6 empty] | 29.27 | 16.53 | 75.82 | 53.76 | Monopoly Investor-owned Utility | [11 empty] | 22.99% | 22.6% | 20.53% | 20.26% | 20.65% | 21.3% | 19.63%
61374 | Double Tollgate Solar Project (Clarke County Solar) | 2017-07-01 | 2017 | PJM | VA | 39.0663 | -78.137 | 4.086 | PV | c-Si | 12.6 | 10 | 1.26 | Tracking | Single Axis | Tracking | 180 | [6 empty] | 35.09 | 3.62 | 102.99 | 73.69 | Public Utilities | [11 empty] | 18.64% | 20.29% | 19.83% | 19.36% | 3.618% | 13.57% | 17.32%
61556 | Facebook 1 Solar Energy Center (Los Lunas 1) | 2017-12-30 | 2017 | West (non-ISO) | NM | 34.8335 | -106.7819 | 5.6356 | PV | c-Si | 12.498 | 10 | 1.2498 | Tracking | Single Axis | Tracking | 180 | [6 empty] | 11.7 | 19.74 | 50.72 | 36.31 | Corporate | [11 empty] | 30.31% | 26.95% | 29.97% | 30.63% | 29.78% | 29.64% | 29.1%
61201 | OR Solar 3 (Turkey Hill) | 2017-12-30 | 2017 | West (non-ISO) | OR | 42.0222 | -121.4232 | 4.7639 | PV | c-Si | 13.2 | 10 | 1.32 | Tracking | Single Axis | Tracking | 180 | [6 empty] | 25.73 | 17.38 | 74.41 | 51.82 | Unknown | [11 empty] | 25.27% | 28.41% | 28.75% | 28.15% | 28.54% | 26.57% | 25.87%
61430 | OR Solar 6 (Lakeview) | 2017-12-30 | 2017 | West (non-ISO) | OR | 42.209 | -120.3678 | 4.7125 | PV | c-Si | 13.7 | 10 | 1.37 | Tracking | Single Axis | Tracking | 180 | [6 empty] | 25.35 | 17.16 | 76.71 | 53.49 | Investor-owned Utility | [11 empty] | 27.34% | 27.91% | 27.34% | 28.36% | 28.47% | 26.61% | 25.25%
61532 | Leon Solar | 2017-12-30 | 2017 | ERCOT | TX | 33.1616 | -96.2393 | 4.6293 | PV | c-Si | 14.2025 | 10 | 1.4202 | Tracking | Single Axis | Tracking | 180 | [6 empty] | 21.49 |  | 65.19 | 47.55 | Unknown | [11 empty] | 22.14% | 24.56% | 15.91% | 17.55% | 24.6% | 23.72% | 22.66%
61524 | Whitewright Solar | 2017-12-30 | 2017 | ERCOT | TX | 33.5007 | -96.3743 | 4.639 | PV | c-Si | 14.2766 | 10 | 1.4277 | Tracking | Single Axis | Tracking | 180 | [6 empty] | 21.82 |  | 50.83 | 38.56 | Unknown | [11 empty] | 23.28% | 24.82% | 21.82% | 19.52% | 22.46% | 23.01% | 23.58%
60293 | St Matthews Solar | 2017-08-01 | 2017 | Southeast (non-ISO) | SC | 33.6869 | -80.7605 | 4.6064 | PV | c-Si | 14.79 | 10.2 | 1.45 | Tracking | Single Axis | Tracking | 180 | [6 empty] | 29.59 | 14.46 | 56.39 | 42.57 | Monopoly Investor-owned Utility | [11 empty] | 24.8% | 23.68% | 22% | 21.97% | 21.64% | 21.59% | 20.66%
61529 | Estill Solar II | 2017-12-30 | 2017 | Southeast (non-ISO) | SC | 32.7271 | -81.2526 | 4.6653 | PV | c-Si | 14.7953 | 10.2 | 1.4505 | Fixed Tilt | Fixed Tilt | 20 | 180 | [6 empty] | 28.95 | 11.46 | 75.74 | 55.04 | Monopoly Investor-owned Utility | [12 empty] | 22.55% | 20.56% | 21.11% | 21.41% | 20.3% | 19.43%
61748 | Southern Current One | 2017-12-30 | 2017 | Southeast (non-ISO) | SC | 32.9487 | -81.2163 | 4.661 | PV | c-Si | 14.2 | 10.2 | 1.3922 | Tracking | Single Axis | Tracking | 180 | [6 empty] | 29.48 | 14.8 | 97.58 | 69.16 | Monopoly Investor-owned Utility | [11 empty] | 21.09% | 22.56% | 17.75% | 21.09% | 20.48% | 18.55% | 16.09%
61013 | Marin Clean Energy Solar One (Richmond Solar Project) | 2017-12-30 | 2017 | CAISO | CA | 37.946 | -122.3762 | 4.8902 | PV | c-Si | 13 | 10.5 | 1.2381 | Tracking | Single Axis | 15 | 180 | [6 empty] | 29.51 | 10.58 | 87.96 | 60.83 | Public Utilities | 91.9954 | [10 empty] | 22% | 21.97% | 22.18% | 22.95% | 24.49% | 21.69% | 23.07%
60679 | Fort Rucker Solar | 2017-04-20 | 2017 | Southeast (non-ISO) | AL | 31.3321 | -85.7298 | 4.7037 | PV | Thin-Film | 13 | 10.6 | 1.2264 | Tracking | Single Axis | Tracking | 180 | [6 empty] | 27.43 | 29.43 | 162.21 | 110.48 | Military | [11 empty] | 14.41% | 15.32% | 16.13% | 13.79% | 15.01% | 14.94% | 13.45%
58319 | Cyrq Patua Solar Project (Patua Geothermal Project Phase 1A, Patua Acquisition Project) | 2017-07-30 | 2017 | West (non-ISO) | NV | 39.5831 | -119.0681 | 5.2358 | PV | c-Si | 14.2 | 10.638 | 1.3348 | Tracking | Single Axis | Tracking | 180 | PV+Geothermal | [5 empty] | 20.15 | 14.59 | 73.34 | 50.92 | Public Utilities | [11 empty] | 29.03% | 27.23% | 29.03% | 28.84% | 29.23% | 27.84% | 27.9%
64072 | Camp Ripley Solar | 2017-01-31 | 2017 | MISO | MN | 46.0911 | -94.3399 | 3.7556 | PV | Thin-Film | 13.1 | 10.8 | 1.213 | Fixed Tilt | Fixed Tilt | 35 | 180 | [6 empty] | 27.13 | 2.61 | 82.31 | 59.42 | Military | [13 empty] | 16.88% | 18.01% | 16.87% | 16.69% | 15.86%
61522 | Champion Solar (Phase 3) | 2017-12-30 | 2017 | Southeast (non-ISO) | SC | 33.795 | -81.2621 | 4.5643 | PV | c-Si | 15.22 | 10.88 | 1.3989 | Tracking | Single Axis | Tracking | 180 | [6 empty] | 29.58 | 14.48 | 42.9 | 33.55 | Monopoly Investor-owned Utility | [11 empty] | 24.48% | 24.16% | 21.46% | 23.83% | 24.62% | 22.28% | 21.89%
61521 | Swamp Fox Solar (Phase 2) | 2017-12-30 | 2017 | Southeast (non-ISO) | SC | 33.7917 | -81.2569 | 4.5643 | PV | c-Si | 15.22 | 10.88 | 1.3989 | Tracking | Single Axis | Tracking | 180 | [6 empty] | 29.58 | 14.48 | 41.05 | 32.12 | Monopoly Investor-owned Utility | [11 empty] | 23.43% | 24.58% | 21.2% | 24.74% | 23.67% | 24.05% | 23.88%
60311 | Portal Ridge Solar C | 2017-02-28 | 2017 | CAISO | CA | 34.7141 | -118.2739 | 5.8114 | PV | Thin-Film | 13.75 | 11.4 | 1.2061 | Tracking | Single Axis | Tracking | 180 | [6 empty] | 9.85 | 9.21 | 108.35 | 73.03 | Investor-owned Utility | 67.9687 | [10 empty] | 30.28% | 30.61% | 28.79% | 30.36% | 24.1% | 17.12% | 25.31%
60546 | KIUC Solar City Project (Kapaia PV+storage) | 2017-03-13 | 2017 | HI | HI | 21.9997 | -159.3802 | 5.0669 | PV | c-Si | 17 | 13 | 1.3077 | Fixed Tilt | Fixed Tilt | 15 | 180 | PV+Storage | Lithium-ion | AC | 2017 | 13.6 | 57.12 | 172.1 |  | 156.45 | 104.96 | Public Utilities | [11 empty] | 19.41% | 19.21% | 18.93% | 21.05% | 18.46% | 18.36% | 19.94%
61864 | Dix Solar (McGuire-Dix-Lakehurst Base) | 2017-06-01 | 2017 | PJM | NJ | 39.977 | -74.6222 | 4.0233 | PV | c-Si | 16.5 | 13 | 1.2692 | Fixed Tilt | Fixed Tilt | 25 | 180 | [6 empty] | 28.6 | 5.44 | 180.52 | 121.56 | Military | [11 empty] | 17.61% | 18.16% | 17.7% | 18.05% | 18.45% | 12.41% | 14.72%
60000 | Turkey Creek PV1 | 2017-02-01 | 2017 | Southeast (non-ISO) | NC | 36.442 | -77.1357 | 4.4033 | PV | c-Si | 16.8 | 13.5 | 1.2444 | Tracking | Single Axis | Tracking | 180 | [6 empty] | 23.2 | 35.07 | 119.32 | 82.52 | Monopoly Investor-owned Utility | [11 empty] | 18.98% | 20.79% | 17.85% | 16.82% | 18.84% | 16.89% | 14.8%
66983 | MDU / NVSS-II | 2017-02-28 | 2017 | West (non-ISO) | NV | 36.2748 | -115.972 | 5.713 | PV | c-Si | 17.5 | 13.5 | 1.2963 | Fixed Tilt | Fixed Tilt | 30 | 180 | [6 empty] | 8.97 | 9.05 |  |  | Unknown | [12 empty] | 2.328% | 24.88% | 24.96% | 24.91% |  | 26.49%
10438 | Sunray 3 (previously SEGS I) | 2017-06-29 | 2017 | CAISO | CA | 34.8678 | -116.8251 | 5.8493 | PV | c-Si | 17.2 | 13.8 | 1.2464 | Tracking | Single Axis | Tracking | 180 | [8 empty] | 80.68 | 55.04 | Investor-owned Utility | [11 empty] | 30.86% | 32.36% | 27.87% | 27.91% | 26% | 26.95% | 30.57%
62636 | Valley Electric Association Community Solar Project (Pahrump Community Solar Project, NVSS-II) | 2017-02-28 | 2017 | West (non-ISO) | NV | 36.2748 | -115.9723 | 5.713 | PV | c-Si | 17.5311 | 14 | 1.2522 | Fixed Tilt | Fixed Tilt | 30 | 180 | [10 empty] | Public Utilities
59253 | Wildwood Solar II | 2017-01-31 | 2017 | CAISO | CA | 35.6286 | -119.5732 | 5.3805 | PV | c-Si | 20.61 | 14.7 | 1.402 | Tracking | Single Axis | Tracking | 180 | [6 empty] | 8.23 | 8.19 | 100.05 | 67.61 | Investor-owned Utility | 77.2201 | [10 empty] | 31.88% | 30.45% | 27.29% | 29.63% | 28.29% | 28.39% | 29.83%
62775 | Wildberry | 2017-07-30 | 2017 | Southeast (non-ISO) | TN | 35.0627 | -89.3693 | 4.4098 | PV | c-Si | 20 | 15 | 1.3333 | Tracking | Single Axis | Tracking | 184 | [6 empty] | 23.61 | 40.91 | 76.49 | 55.72 | Investor-owned Utility | [12 empty] | 21.52% | 21.06% | 22.01% | 19.95% | 14.39% | 18.58%
60774 | Fort Phantom | 2017-04-27 | 2017 | ERCOT | TX | 31.115 | -97.8469 | 4.8308 | PV | c-Si | 19.6 | 15.4 | 1.2727 | Tracking | Single Axis | Tracking | 180 | Wind+PV | [5 empty] | 20.64 |  | 118.37 | 82.2 | Military | [11 empty] | 17.64% | 15.32% | 20.22% | 17.66% | 20.14% | 19.63% | 12.47%
60077 | CED Avenal | 2017-01-31 | 2017 | CAISO | CA | 35.996 | -120.152 | 5.352 | PV | c-Si | 21.338 | 15.8 | 1.3505 | Tracking | Single Axis | Tracking | 180 | [6 empty] | -32.78 | 5.61 | 232.64 | 158.04 | Investor-owned Utility | [11 empty] | 25.05% | 21.47% | 18.87% | 15.52% | 16.18% | 6.203% | 6.997%
59516 | American Legion PV 1 (Fresh Air Energy XIX) | 2017-12-30 | 2017 | PJM | NC | 36.4183 | -77.6568 | 4.4158 | PV | c-Si | 20 | 15.84 | 1.2626 | Fixed Tilt | Fixed Tilt | 20 | 191 | [6 empty] | 25.9 | 2.85 | 83.19 | 60.03 | Monopoly Investor-owned Utility | [11 empty] | 16.58% | 18.16% | 13.05% | 19.69% | 17.56% | 17.64% | 16.65%
60337 | SR Providence Solar Center | 2017-10-01 | 2017 | Southeast (non-ISO) | TN | 35.5775 | -89.0499 | 4.3775 | PV | Thin-Film | 20 | 16 | 1.25 | Tracking | Single Axis | Tracking | 179 | [6 empty] | 23.56 | 37.51 | 100.38 | 69.38 | Investor-owned Utility | [11 empty] | 22.07% | 21.49% | 21.28% | 21.69% | 22.89% | 17.1% | 20.44%
61462 | SR Platteville Solar Farm (Platte Solar Farm) | 2017-12-31 | 2017 | West (non-ISO) | CO | 40.1813 | -104.6893 | 4.8135 | PV | Thin-Film | 21.8 | 16 | 1.3625 | Tracking | Single Axis | Tracking | 180 | [6 empty] | 16.74 | 30.25 | 70.51 | 49.9 | Public Utilities | 48.4517 | [10 empty] | 27.65% | 26.95% | 26.35% | 26.18% | 26.6% | 24.09% | 24.55%
60638 | PSEG Sunflower Solar | 2017-12-30 | 2017 | PJM | NC | 36.3964 | -77.5927 | 4.4101 | PV | c-Si | 20.9 | 16.2 | 1.2901 | Tracking | Single Axis | Tracking | 180 | [6 empty] | 27.37 | 3.4 | 88.05 | 61.44 | Monopoly Investor-owned Utility | [12 empty] | 23.22% | 21.89% | 22.86% | 21.45% | 23.16% | 20.03%
60435 | NSA Crane Solar Project | 2017-02-27 | 2017 | MISO | IN | 38.8164 | -86.8842 | 4.1012 | PV | c-Si | 24.3 | 17 | 1.4294 | Fixed Tilt | Fixed Tilt | 25 | 180 | [6 empty] | 30.98 | 2.21 | 112.39 | 78.39 | Monopoly Investor-owned Utility | [11 empty] | 18.86% | 18.61% | 18.32% | 14.87% | 18.82% | 19.45% | 19.15%
60584 | NAS Oceana Solar | 2017-12-30 | 2017 | PJM | VA | 36.788 | -76.047 | 4.3181 | PV | Thin-Film | 21 | 17.6 | 1.1932 | Tracking | Single Axis | Tracking | 174 | [6 empty] | 31.64 | 3.1 | 103.49 | 71.47 | Military | [11 empty] | 17.79% | 21.25% | 19.42% | 21.86% | 19% | 18.8% | 18.45%
645 | Big Bend Solar (FL) | 2017-02-20 | 2017 | Southeast (non-ISO) | FL | 27.7862 | -82.3904 | 5.0192 | PV | Thin-Film | 23 | 19 | 1.2105 | Tracking | Single Axis | Tracking | 180 | PV+Storage+Fossil | LIB |  | 2019 | 12.6 | 25.2 | 16.65 | 26.14 | 95.47 | 66.68 | Monopoly Investor-owned Utility | [11 empty] | 24.36% | 23.99% | 22.99% | 22.68% | 17.39% |  | 14.61%
58792 | Ayrshire | 2017-09-30 | 2017 | Southeast (non-ISO) | NC | 35.2819 | -81.6144 | 4.5352 | PV | Thin-Film | 27.1 | 19.4 | 1.3969 | Fixed Tilt | Fixed Tilt | 20 | 180 | [6 empty] | 23.08 | 34.07 | 122.84 | 84.21 | Monopoly Investor-owned Utility | [11 empty] | 20.79% | 20.3% | 19.95% | 21.33% | 20.59% | 20.83% | 19.03%
60347 | Lapeer Solar Project II (Turill Array) | 2017-10-09 | 2017 | MISO | MI | 43.0347 | -83.3089 | 3.7248 | PV | c-Si | 22.96 | 19.57 | 1.1732 | Fixed Tilt | Fixed Tilt | 30 | 180 | [6 empty] | 31.49 | 2.03 | 115.94 | 81.09 | Investor-owned Utility | [11 empty] | 15.54% | 15.61% | 15.91% | 15.6% | 13.37% | 14.64% | 14.65%
60917 | Amazon Solar Farm US East 2 (Buckingham Solar) | 2017-11-30 | 2017 | PJM | VA | 37.5028 | -78.373 | 4.3037 | PV | c-Si | 22.66 | 19.8 | 1.1444 | Tracking | Single Axis | Tracking | 180 | [6 empty] | 31.79 | 3.56 | 75.37 | 53.71 | Corporate | [11 empty] | 17.59% | 20% | 18.89% | 19.74% | 20.22% | 18.4% | 18.56%
60001 | Vaughn Creek PV1 (Fresh Air Energy XXV) | 2017-12-30 | 2017 | Southeast (non-ISO) | NC | 36.4525 | -77.1203 | 4.4033 | PV | c-Si | 26 | 19.9 | 1.3065 | Tracking | Single Axis | Tracking | 180 | [6 empty] | 23.21 | 35.16 | 54.56 | 40.94 | Monopoly Investor-owned Utility | [11 empty] | 21.65% | 24.26% | 23.23% | 24.63% | 24.14% | 19.19% | 19.48%
60964 | Apache Solar 1 | 2017-09-27 | 2017 | West (non-ISO) | AZ | 32.0681 | -109.8885 | 5.6377 | PV | c-Si | 24.66 | 20 | 1.233 | Tracking | Single Axis | Tracking | 180 | PV+Storage | Lithium-ion | AC | 2024 | 20 | 80 | 12.25 | 23.69 | 48.18 | 34.41 | Public Utilities | [11 empty] | 28.49% | 29.69% | 31.32% | 30.41% | 31.48% | 31.59% | 31.59%
60622 | Bowling Green Solar | 2017-01-19 | 2017 | PJM | OH | 41.3961 | -83.5815 | 3.8423 | PV | c-Si | 28.7 | 20 | 1.435 | Tracking | Single Axis | Tracking | 180 | [6 empty] | 30.97 | 4.5 | 87.09 | 61.32 | Public Utilities | [11 empty] | 23.93% | 21.24% | 22.19% | 22.88% | 23.18% | 22.51% | 22.06%
59915 | CED Oro Loma (SR Solis Oro Loma Solar) | 2017-02-01 | 2017 | CAISO | CA | 36.877 | -120.6675 | 5.2544 | PV | c-Si | 27.682 | 20 | 1.3841 | Tracking | Single Axis | Tracking | 180 | [6 empty] | 4.95 | 16.85 | 122.76 | 84.08 | Investor-owned Utility | [11 empty] | 30.09% | 26.59% | 29.13% | 28.94% | 30.22% | 14.46% | 14.51%
60310 | Portal Ridge Solar B | 2017-02-28 | 2017 | CAISO | CA | 34.7165 | -118.2821 | 5.8114 | PV | Thin-Film | 25 | 20 | 1.25 | Tracking | Single Axis | Tracking | 180 | [6 empty] | 9.9 | 8.74 | 106.09 | 71.48 | Investor-owned Utility | [11 empty] | 31.47% | 30.65% | 27.78% | 26.51% | 23.26% | 22.05% | 26.68%
60009 | Murphy Flat Power | 2017-03-30 | 2017 | West (non-ISO) | ID | 43.2114 | -116.4418 | 4.608 | PV | c-Si | 26.678 | 20 | 1.3339 | Tracking | Single Axis | Tracking | 180 | [6 empty] | 21.48 | 29.99 | 91.58 | 63.16 | Investor-owned Utility | [11 empty] | 26.12% | 26.51% | 26.13% | 25.06% | 21.66% | 25% | 23.6%
59695 | Mountain Home Solar (Mt Home Solar I) | 2017-03-31 | 2017 | West (non-ISO) | ID | 43.1476 | -115.7216 | 4.7327 | PV | c-Si | 26.681 | 20 | 1.334 | Tracking | Single Axis | Tracking | 180 | [6 empty] | 21.16 | 29.54 | 76.1 | 53.24 | Investor-owned Utility | [11 empty] | 27.01% | 28.55% | 29.12% | 27.08% | 24.22% | 21.8% | 26.86%
60748 | Simco Solar (Simcoe Solar) | 2017-03-31 | 2017 | West (non-ISO) | ID | 43.3253 | -115.9392 | 4.6827 | PV | Thin-Film | 26.783 | 20 | 1.3392 | Tracking | Single Axis | Tracking | 180 | [6 empty] | 21.62 | 27.2 | 82.83 | 57.12 | Investor-owned Utility | [11 empty] | 28.08% | 27.59% | 26.14% | 27.61% | 26.56% | 26.56% | 26.8%
60012 | American Falls Solar II | 2017-03-31 | 2017 | West (non-ISO) | ID | 42.8278 | -112.743 | 4.4881 | PV | c-Si | 26.678 | 20 | 1.3339 | Tracking | Single Axis | Tracking | 180 | [6 empty] | 21.96 | 26.98 | 84.89 | 58.89 | Investor-owned Utility | [11 empty] | 24.96% | 25.16% | 26.47% | 26.7% | 24.58% | 23.61% | 24.66%
60011 | American Falls Solar I | 2017-03-31 | 2017 | West (non-ISO) | ID | 42.8315 | -112.743 | 4.4881 | PV | c-Si | 26.678 | 20 | 1.3339 | Tracking | Single Axis | Tracking | 180 | [6 empty] | 21.97 | 26.65 | 92.06 | 63.49 | Investor-owned Utility | [11 empty] | 24.32% | 24.99% | 26.05% | 25.91% | 23.29% | 22.41% | 24.97%
60010 | Orchard Ranch Solar | 2017-03-31 | 2017 | West (non-ISO) | ID | 43.4693 | -116.2894 | 4.6516 | PV | Thin-Film | 26.783 | 20 | 1.3392 | Tracking | Single Axis | Tracking | 180 | [6 empty] | 22.2 | 30.29 | 82.3 | 57.12 | Investor-owned Utility | [11 empty] | 27.25% | 27.65% | 26.67% | 26.43% | 25.55% | 25.71% | 24.05%
60975 | Whitney Point Solar Energy Center | 2017-04-15 | 2017 | CAISO | CA | 36.3751 | -120.1342 | 5.3628 | PV | c-Si | 28.6 | 20 | 1.43 | Tracking | Single Axis | Tracking | 180 | [6 empty] | 5.71 | 9.66 | 78.61 | 54.63 | Public Utilities | 58.1987 | [10 empty] | 30.12% | 29.49% | 28.69% | 31.14% | 31.05% | 28.35% | 25.3%
60981 | Westside Solar Energy Center (Nextera Westside PV) | 2017-04-30 | 2017 | CAISO | CA | 36.3819 | -120.1348 | 5.3628 | PV | c-Si | 27 | 20 | 1.35 | Tracking | Single Axis | Tracking | 180 | [6 empty] | 1.83 | 10.57 | 84 | 57.97 | Investor-owned Utility | 74.5603 | [10 empty] | 30.68% | 28.97% | 28.63% | 30.79% | 28.18% | 27.2% | 23.12%
10437 | Sunray 2 (previously SEGS II) | 2017-06-02 | 2017 | CAISO | CA | 34.863 | -116.8271 | 5.8493 | PV | c-Si | 26.9 | 20 | 1.345 | Tracking | Single Axis | Tracking | 180 | [8 empty] | 53.26 | 37.73 | Investor-owned Utility | [11 empty] | 34.15% | 33.63% | 33.24% | 33.28% | 32.13% | 32.38% | 32.83%
59522 | Giffen Solar Park | 2017-06-30 | 2017 | CAISO | CA | 36.5523 | -120.3389 | 5.3221 | PV | c-Si | 28 | 20 | 1.4 | Tracking | Single Axis | Tracking | 179 | [6 empty] | -14.7 | 22.22 | 119.59 | 85.63 | Education | [11 empty] | 21.1% | 18.14% | 17.13% | 17.56% | 16.06% | 12.51% | 11%
60947 | Jacumba Solar Farm | 2017-07-25 | 2017 | CAISO | CA | 32.6193 | -116.1295 | 5.8574 | PV | c-Si | 28 | 20 | 1.4 | Fixed Tilt | Fixed Tilt | 25 | 180 | [6 empty] | 9.27 | 8.05 | 80.69 | 56.31 | Investor-owned Utility | [11 empty] | 28.68% | 25.19% | 22.06% | 24.73% | 22.81% | 24.65% | 27.49%
59685 | Remington Solar Facility | 2017-10-26 | 2017 | PJM | VA | 38.5483 | -77.7764 | 4.1782 | PV | Thin-Film | 27.7 | 20 | 1.385 | Fixed Tilt | Fixed Tilt | 20 | 180 | PV+Fossil | [5 empty] | 36.89 | 3.17 | 108.91 | 75.9 | Corporate | [11 empty] | 20.17% | 19.51% | 18.98% | 20.39% | 20.18% | 18.22% | 18.69%
61375 | Hecate Energy Cherrydale | 2017-11-01 | 2017 | PJM | VA | 37.3694 | -75.9141 | 4.3633 | PV | c-Si | 25.48 | 20 | 1.274 | Tracking | Single Axis | Tracking | 180 | [6 empty] | 46.62 | 7.08 | 103.22 | 72.26 | Public Utilities | [11 empty] | 18.04% | 21.06% | 20.5% | 21.68% | 18.46% | 17.48% | 16.38%
60916 | Amazon Solar Farm US East 4 (Sappony Solar) | 2017-12-10 | 2017 | PJM | VA | 36.9433 | -77.4155 | 4.351 | PV | c-Si | 28.29 | 20 | 1.4145 | Tracking | Single Axis | Tracking | 180 | [6 empty] | 34.82 | 3.67 | 77.84 | 55.6 | Corporate | [11 empty] | 22.3% | 24.88% | 22.82% | 21.94% | 21.88% | 21.81% | 21.88%
60481 | Bayshore Solar A | 2017-12-30 | 2017 | CAISO | CA | 34.6678 | -118.2981 | 5.7424 | PV | c-Si | 25 | 20 | 1.25 | Tracking | Single Axis | Tracking | 180 | [6 empty] | 10.4 | 8.37 | 55.29 | 39.37 | Investor-owned Utility | 57.4332 | [10 empty] | 31.52% | 31.02% | 29.67% | 31.68% | 29.79% | 27.03% | 26.4%
60474 | Bayshore Solar B | 2017-12-30 | 2017 | CAISO | CA | 34.6783 | -118.3026 | 5.6209 | PV | c-Si | 25 | 20 | 1.25 | Tracking | Single Axis | Tracking | 180 | [6 empty] | 10.35 | 8.56 | 58.43 | 41.46 | Investor-owned Utility | 57.4162 | [10 empty] | 31.72% | 30.68% | 28.26% | 30.84% | 29.5% | 25.61% | 25.82%
60475 | Bayshore Solar C | 2017-12-30 | 2017 | CAISO | CA | 34.6813 | -118.3141 | 5.6209 | PV | c-Si | 25 | 20 | 1.25 | Tracking | Single Axis | Tracking | 180 | [6 empty] | 10.35 | 9.39 | 61.11 | 43.32 | Investor-owned Utility | 57.5091 | [10 empty] | 30.87% | 30.56% | 28.22% | 30.51% | 28.23% | 26.01% | 23.53%
60582 | Tallahassee Airport 1 (CoTAL, City of Tallahassee Solar Farm, Tallahassee Solar 1) | 2017-12-30 | 2017 | Southeast (non-ISO) | FL | 30.3795 | -84.357 | 4.7658 | PV | Thin-Film | 28 | 20 | 1.4 | Fixed Tilt | Fixed Tilt | 30 | 180 | [8 empty] | 79.58 | 57.18 | Public Utilities | 50.6447 | [10 empty] | 21.42% | 21.73% | 22.21% | 21.31% | 22.99% | 20.73% | 18.46%
61489 | Cameron I Solar | 2017-12-30 | 2017 | Southeast (non-ISO) | SC | 33.5774 | -80.7061 | 4.6261 | PV | c-Si | 27.99 | 20 | 1.3995 | Tracking | Single Axis | Tracking | 180 | [6 empty] | 29.54 | 15.15 | 59.56 | 43.4 | Monopoly Investor-owned Utility | [12 empty] | 24.85% | 23.47% | 24.76% | 25.52% | 24.75% | 24.36%
61498 | Hampton Solar 2 | 2017-12-30 | 2017 | Southeast (non-ISO) | SC | 32.8821 | -81.1361 | 4.6632 | PV | c-Si | 28.09 | 20 | 1.4045 | Tracking | Single Axis | Tracking | 180 | [6 empty] | 29.31 | 15.16 | 63.23 | 46.09 | Monopoly Investor-owned Utility | [12 empty] | 23.85% | 22.82% | 23.96% | 23.78% | 22.79% | 23.17%
60915 | Amazon Solar Farm US East 3 (Correctional Solar) | 2017-12-30 | 2017 | PJM | VA | 37.4728 | -76.8443 | 4.2921 | PV | c-Si | 22.96 | 20 | 1.148 | Tracking | Single Axis | Tracking | 180 | [6 empty] | 34.43 | 3.58 | 88.07 | 62.17 | Corporate | [11 empty] | 18.99% | 19.52% | 15.41% | 19.39% | 18.6% | 17.2% | 16.49%
61406 | Essex Solar Center | 2017-12-30 | 2017 | PJM | VA | 37.8326 | -76.7957 | 4.2575 | PV | c-Si | 26.7 | 20 | 1.335 | Tracking | Single Axis | Tracking | 180 | [6 empty] | 35.57 | 3.82 | 94.84 | 66.19 | Monopoly Investor-owned Utility | [11 empty] | 21.64% | 24.39% | 22.36% | 23.62% | 21.28% | 19.69% | 20.27%
60490 | Redwood 4 Solar Farm | 2017-12-30 | 2017 | CAISO | CA | 35.315 | -118.8107 | 5.3686 | PV | c-Si | 26 | 20 | 1.3 | Tracking | Single Axis | Tracking | 180 | [6 empty] | 9.1 | 10.78 | 78.02 | 54.34 | Investor-owned Utility | [11 empty] | 28.93% | 28.81% | 28.18% | 27.5% | 27.86% | 23.95% | 22.68%
60968 | Amazon Solar Farm US East 5 (Scott 2) | 2017-12-31 | 2017 | PJM | VA | 37.5327 | -77.9429 | 4.3119 | PV | c-Si | 28.3 | 20 | 1.415 | Tracking | Single Axis | Tracking | 159 | [6 empty] | 33.71 | 3.48 | 80.7 | 57.27 | Corporate | 47.3977 | [10 empty] | 21.33% | 23.32% | 22.75% | 23.73% | 24.28% | 20.48% | 23.08%
60637 | PSEG Cork Oak Solar | 2017-12-30 | 2017 | PJM | NC | 36.3729 | -77.5715 | 4.4101 | PV | c-Si | 26.2 | 20.25 | 1.2938 | Tracking | Single Axis | Tracking | 180 | [6 empty] | 27.55 | 3.3 | 84.93 | 59.74 | Monopoly Investor-owned Utility | [11 empty] | 19.04% | 22.48% | 20.62% | 20.29% | 17.7% | 22.86% | 21.51%
61490 | Estill Solar I | 2017-12-30 | 2017 | Southeast (non-ISO) | SC | 32.7656 | -81.2461 | 4.6653 | PV | c-Si | 27.99 | 20.4 | 1.3721 | Tracking | Single Axis | Tracking | 180 | [6 empty] | 29.24 | 19.38 | 74.08 | 53.93 | Monopoly Investor-owned Utility | 49.9869 | [11 empty] | 21.96% | 21.8% | 22.04% | 21.67% | 19.33% | 17.38%
61463 | Vandenberg Solar Project (Vandenberg AFB) | 2017-12-30 | 2017 | CAISO | CA | 34.7467 | -120.5107 | 5.0474 | PV | c-Si | 28 | 20.6 | 1.3592 | Tracking | Single Axis | Tracking | 180 | [6 empty] | 9.69 | 11.1 | 98.55 | 68.04 | Military | [11 empty] | 25.31% | 23.77% | 23.16% | 23.5% | 23.89% | 21.55% | 21.96%
60558 | NRG Solar Blythe II (Cisco) | 2017-04-20 | 2017 | CAISO | CA | 33.6247 | -114.699 | 5.8362 | PV | c-Si | 27 | 21.04 | 1.2833 | Tracking | Single Axis | Tracking | 180 | [6 empty] | 11.77 | 10.73 | 103.33 | 70.5 | Corporate | [11 empty] | 27.19% | 31.88% | 26.79% | 25.11% | 24.76% | 21.99% | 20.61%
61268a | Kayenta Solar 1 | 2017-05-30 | 2017 | West (non-ISO) | AZ | 36.7874 | -110.2403 | 5.4825 | PV | c-Si | 37.6 | 27.3 | 1.3773 | Tracking | Single Axis | Tracking | 180 | [8 empty] | 81.34 | 57.65 | Public Utilities | [11 empty] | 31.2% |  | 26.49% | 25.91% | 21.88% | 21.12% | 18.02%
61172 | EE Waianae Solar Project (Waianae Solar) | 2017-01-25 | 2017 | HI | HI | 21.457 | -158.1903 | 5.2884 | PV | c-Si | 40.39 | 27.6 | 1.4634 | Tracking | Single Axis | Tracking | 180 | [6 empty] | 172.49 |  | 143.43 | 96.37 | Investor-owned Utility | 142.386 | [10 empty] | 26.25% | 27.7% | 26.34% | 25.32% | 26.89% | 23.68% | 18.75%
60258 | Alta Luna | 2017-03-16 | 2017 | West (non-ISO) | NM | 32.5711 | -107.4629 | 5.8231 | PV | c-Si | 33.7674 | 28.1 | 1.2017 | Tracking | Single Axis | Tracking | 180 | [6 empty] | 10.75 | 49.45 | 95.94 | 66.21 | Public Utilities | 45.1925 | [10 empty] | 29.31% | 28.19% | 27.77% | 28.96% | 28.28% | 23.59% | 10.35%
60346 | Lapeer Solar Project I (Demille Array) | 2017-05-01 | 2017 | MISO | MI | 43.04 | -83.3333 | 3.7248 | PV | c-Si | 34.57 | 28.56 | 1.2104 | Fixed Tilt | Fixed Tilt | 30 | 180 | [6 empty] | 31.51 | 2.1 | 117.11 | 82.06 | Investor-owned Utility | [11 empty] | 15.95% | 16.58% | 17.28% | 15.86% | 15.17% | 14.18% | 14.02%
60237 | Midway Solar Farm II | 2017-05-30 | 2017 | West (non-ISO) | CA | 33.1659 | -115.5405 | 5.9063 | PV | Thin-Film | 40 | 30 | 1.3333 | Tracking | Single Axis | Tracking | 180 | [6 empty] | 11.26 | 13.75 | 86.32 | 59.52 | Public Utilities | 67.2451 | [10 empty] | 33.02% | 30.59% | 28.3% | 27.94% | 27.32% | 25.82% | 21.86%
59689 | Gulf Coast Solar Center 1 (Eglin AFB) | 2017-08-23 | 2017 | Southeast (non-ISO) | FL | 30.5167 | -86.5254 | 4.7313 | PV | Thin-Film | 42.2 | 30 | 1.4067 | Fixed Tilt | Fixed Tilt | 20 | 219 | [6 empty] | 27.37 | 35.92 | 98.68 | 68.69 | Monopoly Investor-owned Utility | [11 empty] | 21.53% | 22.47% | 22.39% | 22.18% | 21.38% | 20.57% | 22.18%
60540 | Innovative Solar 31 (NC-31) | 2017-01-01 | 2017 | Southeast (non-ISO) | NC | 34.5396 | -78.7506 | 4.5364 | PV | c-Si | 43.2 | 35 | 1.2343 | Tracking | Single Axis | Tracking | 180 | [6 empty] | 20.69 | 9.38 | 89.17 | 62.33 | Monopoly Investor-owned Utility | [11 empty] | 20.53% | 17% | 18.96% | 21.04% | 20.93% | 20.64% | 19.91%
59666 | Innovative Solar 47 (NC-47) | 2017-04-28 | 2017 | Southeast (non-ISO) | NC | 34.8025 | -79.3283 | 4.5005 | PV | c-Si | 47.6 | 35 | 1.36 | Tracking | Single Axis | Tracking | 180 | [6 empty] | 20.81 | 9.91 | 84.57 | 59.62 | Corporate | [11 empty] | 23.73% | 23.03% | 22.22% | 22.73% | 22.87% | 22.83% | 19.69%
59308 | Beacon Solar 5 | 2017-12-30 | 2017 | West (non-ISO) | CA | 35.2472 | -118.0346 | 5.8451 | PV | c-Si | 48.2 | 36 | 1.3389 | Tracking | Single Axis | Tracking | 180 | [6 empty] | 9.2 | 16.72 | 68.95 | 47.78 | Public Utilities | 74.1269 | [10 empty] | 31.72% | 30.96% | 31.9% | 31.61% | 32.61% | 30.82% | 29.37%
60467 | Red Rock (AZ) | 2017-02-28 | 2017 | West (non-ISO) | AZ | 32.5533 | -111.2815 | 5.811 | PV | c-Si | 57.6 | 40 | 1.44 | Tracking | Single Axis | Tracking | 180 | [6 empty] | 10.36 | 21.11 | 68.92 | 48.28 | Corporate | [11 empty] | 34.25% | 33.15% | 32.9% | 33.79% | 30.06% |  | 26.1%
59690 | Gulf Coast Solar Center 2 (NAS Whiting Field, NOLF Holley) | 2017-08-23 | 2017 | Southeast (non-ISO) | FL | 30.4285 | -86.8942 | 4.8293 | PV | Thin-Film | 53.7 | 40 | 1.3425 | Fixed Tilt | Fixed Tilt | 20 | 220 | [6 empty] | 27.65 | 33.35 | 94.39 | 65.62 | Monopoly Investor-owned Utility | 77.6631 | [10 empty] | 22.04% | 22.42% | 23.15% | 22.39% | 18.65% | 22.15% | 22.62%
60043 | Cuyama Solar | 2017-11-01 | 2017 | CAISO | CA | 34.9019 | -119.5957 | 5.5602 | PV | Thin-Film | 56.1 | 40 | 1.4025 | Tracking | Single Axis | Tracking | 180 | [6 empty] | -6.57 | 12.88 | 139.13 | 93.48 | Investor-owned Utility | [11 empty] | 33.27% | 29.46% | 26.54% | 22.16% | 24.55% | 21.48% | 19%
59309 | Beacon Solar 2 | 2017-12-30 | 2017 | West (non-ISO) | CA | 35.2692 | -117.9985 | 5.8586 | PV | c-Si | 59.6 | 45 | 1.3244 | Tracking | Single Axis | Tracking | 180 | [6 empty] | 9.03 | 17.52 | 66.04 | 46.01 | Public Utilities | 73.1465 | [10 empty] | 32.45% | 31.16% | 31.58% | 32.12% | 32.49% | 30.41% | 27.79%
60885 | Boulder Solar Project 2 | 2017-01-31 | 2017 | West (non-ISO) | NV | 35.8436 | -114.95 | 5.478 | PV | c-Si | 62 | 50 | 1.24 | Tracking | Single Axis | Tracking | 180 | [6 empty] | 10.61 | 10.82 | 63.61 | 44.37 | Investor-owned Utility | 50.9991 | [10 empty] | 30.88% | 29.95% | 31.13% | 29.53% | 29.7% | 28.77% | 27.94%
61084 | Luning Solar Energy Center | 2017-02-27 | 2017 | West (non-ISO) | NV | 38.5454 | -118.1934 | 5.3797 | PV | c-Si | 65.92 | 50 | 1.3184 | Tracking | Single Axis | Tracking | 180 | [6 empty] | 16.63 | 12.19 | 73.23 | 51.04 | Investor-owned Utility | [11 empty] | 29.53% | 29.61% | 31.37% | 28.93% | 29.61% | 28.6% | 22.87%
60989 | Solaire Holman 1 | 2017-04-23 | 2017 | ERCOT | TX | 30.4574 | -103.4831 | 5.6267 | PV | c-Si | 65 | 50 | 1.3 | Tracking | Single Axis | Tracking | 178 | [6 empty] | 22.12 |  | 59.96 | 42.7 | Public Utilities | 43.9221 | [10 empty] | 24.2% | 27.68% | 28.2% | 26.98% | 30.05% | 26.01% | 26.86%
59691 | Gulf Coast Solar Center 3 (NAS Pensicola, NOLF Saufley Field) | 2017-08-23 | 2017 | Southeast (non-ISO) | FL | 30.4731 | -87.3409 | 4.7191 | PV | Thin-Film | 68.7 | 50 | 1.374 | Fixed Tilt | Fixed Tilt | 20 | 217 | [6 empty] | 27.47 | 34.06 | 102.45 | 71.32 | Monopoly Investor-owned Utility | 77.6631 | [10 empty] | 21.29% | 21.63% | 20.8% | 20.62% | 20.04% | 19.11% | 20.75%
60682 | Pearl Solar | 2017-10-30 | 2017 | ERCOT | TX | 31.0147 | -102.2621 | 5.4915 | PV | c-Si | 66.13 | 50 | 1.3226 | Tracking | Single Axis | Tracking | 180 | [6 empty] | 19.76 |  | 78.5 | 55.31 | Public Utilities | [11 empty] | 25.21% | 23.81% | 22.86% | 19.27% | 24.01% | 21.69% | 23.05%
61561 | Bladen Solar | 2017-12-30 | 2017 | Southeast (non-ISO) | NC | 34.8185 | -78.6226 | 4.4884 | PV | c-Si | 75 | 50 | 1.5 | Fixed Tilt | Fixed Tilt | 20 | 180 | [6 empty] | 20.51 | 5.76 | 95.39 | 66.47 | Monopoly Investor-owned Utility | [11 empty] | 23.73% | 23.23% | 22.52% | 23.13% | 23.65% | 23.68% | 23.69%
61512 | Bullock Solar | 2017-12-30 | 2017 | Southeast (non-ISO) | NC | 36.4754 | -78.3151 | 4.3952 | PV | c-Si | 75 | 50 | 1.5 | Fixed Tilt | Fixed Tilt | 20 | 180 | [6 empty] | 20.44 | 5.91 | 97.14 | 67.69 | Monopoly Investor-owned Utility | [11 empty] | 22.57% | 23.33% | 22.69% | 24.08% | 23.88% | 23.04% | 23.04%
60552 | Hattiesburg Solar Farm | 2017-10-28 | 2017 | Southeast (non-ISO) | MS | 31.2744 | -89.2991 | 4.6432 | PV | c-Si | 67.5 | 50.6 | 1.334 | Fixed Tilt | Fixed Tilt | 20 | 180 | [6 empty] | 27.57 | 32.12 | 86.86 | 61.36 | Monopoly Investor-owned Utility | 48.7313 | [10 empty] | 20.37% | 20.68% | 19.93% | 19.96% | 21.85% | 19.01% | 20.94%
60306 | Sumrall I Solar Farm (MS Solar 2) | 2017-06-30 | 2017 | Southeast (non-ISO) | MS | 31.4088 | -89.4972 | 4.6278 | PV | c-Si | 74 | 52 | 1.4231 | Tracking | Single Axis | Tracking | 180 | [6 empty] | 27.76 | 40.62 | 101.5 | 70.12 | Monopoly Investor-owned Utility | 66.2214 | [10 empty] | 25.5% | 24.01% | 22.7% | 22.89% | 24.75% | 23.53% | 20.78%
60303 | Sumrall II Solar Farm (MS Solar 3) | 2017-12-30 | 2017 | MISO | MS | 31.4001 | -89.4972 | 4.6278 | PV | c-Si | 74 | 52 | 1.4231 | Tracking | Single Axis | Tracking | 180 | [6 empty] | 25.81 | 2.47 | 83.01 | 58.96 | Public Utilities | 47.2654 | [10 empty] | 23.87% | 22.21% | 22.38% | 22.45% | 23.18% | 20.13% | 21.69%
59315 | Beacon Solar 1 (Hecate Energy Beacon 1 Photovoltaic Project) | 2017-04-30 | 2017 | West (non-ISO) | CA | 35.2689 | -118.014 | 5.8451 | PV | c-Si | 63.9 | 56 | 1.1411 | Tracking | Single Axis | Tracking | 180 | PV+Storage | Lithium-ion | AC | 2018 | 36 | 18 | 8.82 | 16.31 | 60.68 | 42.41 | Public Utilities | 63.1271 | [10 empty] | 29.16% | 28.12% | 28.34% | 28.73% | 28.86% | 27.51% | 26.07%
61048 | Gala Solar Power Plant (Solar Star Oregon II) | 2017-10-27 | 2017 | West (non-ISO) | OR | 44.1842 | -120.9173 | 4.4842 | PV | c-Si | 71 | 56 | 1.2679 | Tracking | Single Axis | Tracking | 180 | [6 empty] | 26.37 | 16.11 | 71.39 | 50.21 | Corporate | 57.2768 | [10 empty] | 25.81% | 25.69% | 24.77% | 25.69% | 22.38% | 23.64% | 25.46%
60383 | Monroe Solar Facility (Rocky River Solar) | 2017-03-01 | 2017 | Southeast (non-ISO) | NC | 34.9293 | -80.6303 | 4.5446 | PV | Thin-Film | 74.9 | 60 | 1.2483 | Fixed Tilt | Fixed Tilt | 20 | 180 | [6 empty] | 20.68 | 5.97 | 95.22 | 66.72 | Monopoly Investor-owned Utility | [11 empty] | 17.71% | 18.43% | 19.11% | 19.76% | 19.97% | 19.16% | 17.93%
61813 | Ranchland Solar (Summit Farms Solar Phase 2) | 2017-12-30 | 2017 | PJM | NC | 36.4728 | -76.1571 | 4.3991 | PV | c-Si | 84.5 | 60 | 1.4083 | Tracking | Single Axis | Tracking | 180 | [6 empty] | 30.87 | 4.18 | 88.32 | 61.83 | Monopoly Investor-owned Utility | [12 empty] | 23.3% | 23.58% | 25.58% | 24.26% | 23.63% | 21.22%
59875 | Marshall Solar Project | 2017-01-09 | 2017 | MISO | MN | 44.472 | -95.6646 | 3.9112 | PV | c-Si | 93.16 | 62.25 | 1.4965 | Fixed Tilt | Fixed Tilt | 25 | 180 | [6 empty] | 15.66 | 3.01 | 110.83 | 78.35 | Investor-owned Utility | 68.4172 | [10 empty] | 19.7% | 17.72% | 19.09% | 17.85% | 18.56% | 19.12% | 15.99%
60380 | Shoe Creek Solar | 2017-12-30 | 2017 | Southeast (non-ISO) | NC | 34.8449 | -79.3847 | 4.5005 | PV | c-Si | 91.5872 | 64.48 | 1.4204 | Tracking | Single Axis | Tracking | 180 | [6 empty] | 20.79 | 9.68 | 77.17 | 54.52 | Monopoly Investor-owned Utility | [12 empty] | 25.18% | 24.4% | 25.69% | 26.85% | 25.22% | 22.41%
60539 | Innovative Solar 42 | 2017-09-30 | 2017 | Southeast (non-ISO) | NC | 34.8419 | -78.8774 | 4.5063 | PV | c-Si | 91.6346 | 71 | 1.2906 | Tracking | Single Axis | Tracking | 188 | [6 empty] | 20.74 | 9.55 | 85.36 | 59.87 | Monopoly Investor-owned Utility | [11 empty] | 21.44% | 21.17% | 21.02% | 22.57% | 22.83% | 22.45% | 19.95%
60658 | Moffett Solar Project (Solvay Solar Energy Facility, Jasper Solar 1) | 2017-12-30 | 2017 | Southeast (non-ISO) | SC | 32.6352 | -81.0031 | 4.6561 | PV | c-Si | 93.4 | 71.4 | 1.3081 | Tracking | Single Axis | Tracking | 180 | [6 empty] | 29.36 | 18.9 | 80.9 | 57.55 | Corporate | [11 empty] | 23.01% | 23.06% | 21.73% | 20.62% | 22.02% | 22.07% | 17.06%
59665 | Innovative Solar 37 (IS 37) | 2017-05-30 | 2017 | Southeast (non-ISO) | NC | 34.83 | -79.9461 | 4.5232 | PV | c-Si | 110.0979 | 78.7 | 1.399 | Fixed Tilt | Fixed Tilt | 20 | 180 | [6 empty] | 23 | 42.1 | 94.08 | 66.53 | Monopoly Investor-owned Utility | [11 empty] | 22.34% | 21.84% | 20% | 20.98% | 22.03% | 20.86% | 16.45%
59827 | Playa Solar 1 (Switch Station 1) | 2017-10-30 | 2017 | West (non-ISO) | NV | 36.4006 | -114.9013 | 5.6882 | PV | Thin-Film | 99 | 79 | 1.2532 | Tracking | Single Axis | Tracking | 180 | [6 empty] | 10.44 | 12.22 | 72.56 | 50.12 | Corporate | 48.4234 | [10 empty] | 31% | 30.07% | 30.48% | 29.83% | 30.24% | 27.97% | 26.14%
60583 | AL Solar (LaFayette Solar Farm, Alabama Solar A) | 2017-12-30 | 2017 | Southeast (non-ISO) | AL | 32.8663 | -85.3945 | 4.5745 | PV | c-Si | 110.9 | 79.2 | 1.4003 | Tracking | Single Axis | Tracking | 180 | [6 empty] | 28.19 | 30.26 | 58.19 | 42.86 | Corporate | 41.7139 | [10 empty] | 23.2% | 24.09% | 21.23% | 22.75% | 23.76% | 23.76% | 23.78%
60261 | Playa Solar 2 (Switch Station 2) | 2017-08-30 | 2017 | West (non-ISO) | NV | 36.41 | -114.9119 | 5.6882 | PV | Thin-Film | 136.9 | 100 | 1.369 | Tracking | Single Axis | Tracking | 180 | [6 empty] | 10.72 | 12.36 | 75.92 | 52.33 | Corporate | 48.6543 | [10 empty] | 33.7% | 33.03% | 32.96% | 32.51% | 32.32% | 28.9% | 28.11%
60372 | Lamesa Solar Facility | 2017-04-28 | 2017 | ERCOT | TX | 32.7249 | -101.9219 | 5.4285 | PV | c-Si | 130.5 | 102 | 1.2794 | Tracking | Single Axis | Tracking | 166 | [6 empty] | 22.07 |  | 65.44 | 46.81 | Public Utilities | [11 empty] | 26.81% | 26.68% | 27.12% | 23.78% | 23.23% | 23.55% | 21.9%
61422 | Amazon Solar Farm US East 6 (Southampton Solar ) | 2017-11-30 | 2017 | PJM | VA | 36.5978 | -77.1669 | 4.3868 | PV | c-Si | 140.8 | 103.6 | 1.3591 | Tracking | Single Axis | Tracking | 180 | [6 empty] | 28.44 | 4.97 | 95.09 | 67.42 | Corporate | 46.4177 | [10 empty] | 23.66% | 25.56% | 22.65% | 21.61% | 21.63% | 13.19% | 17.73%
59206 | OCI Alamo 6 Solar | 2017-03-28 | 2017 | ERCOT | TX | 30.9931 | -102.2708 | 5.524 | PV | c-Si | 140.3 | 110.2 | 1.2731 | Tracking | Dual-Axis | Tracking | 180 | [6 empty] | 20.89 |  | 113.28 | 76.09 | Public Utilities | [11 empty] | 27.31% | 26.22% | 25.49% | 22.24% | 26.98% | 25.54% | 24.58%
60436 | East Pecos Solar | 2017-04-05 | 2017 | ERCOT | TX | 31.0009 | -102.2817 | 5.4915 | PV | Thin-Film | 142.8 | 120 | 1.19 | Tracking | Single Axis | Tracking | 179 | [6 empty] | 22.3 |  | 60.94 | 43.17 | Public Utilities | 39.9043 | [10 empty] | 28.01% | 27.68% | 28.21% | 27.16% | 26.22% | 25.4% | 23.47%
60033 | California Flats Solar 1 | 2017-11-30 | 2017 | CAISO | CA | 35.8666 | -120.3141 | 5.4431 | PV | Thin-Film | 173 | 130 | 1.3308 | Tracking | Single Axis | Tracking | 180 | PV+Storage | Lithium-ion | AC | 2021 | 60 | 240 | 6.85 | 12.24 | 108.83 | 73.93 | Corporate | 64.4222 | [10 empty] | 31.77% | 29.59% | 29.85% | 30.2% | 26.03% | 22.59% | 20.01%
60581 | CED Upton County Solar 1 | 2017-12-30 | 2017 | ERCOT | TX | 31.2581 | -102.2695 | 5.5476 | PV | c-Si | 213 | 157.5 | 1.3524 | Tracking | Single Axis | Tracking | 180 | [6 empty] | 23.64 |  | 63.91 | 46 | Public Utilities | 36.3649 | [10 empty] | 28.83% | 29.26% | 25.46% | 25.77% | 26.08% | 23.02% | 22.37%
63214 | Middleton Solar Park | 2018-06-30 | 2018 | ISO-NE | MA | 42.5824 | -70.9966 | 3.805 | PV | c-Si | 6 | 5.001 | 1.1998 | Fixed Tilt | Fixed Tilt | 20 | 180 | PV+Storage | LIB | AC | 2019 | 3 | 6.6 | 31.64 | 4.21 |  |  | Public Utilities | [16 empty] | 17.38% | 15.85%
60301 | Holloman Atlas Solar Array | 2018-10-31 | 2018 | West (non-ISO) | NM | 32.9213 | -106.0724 | 5.7199 | PV | Thin-Film | 6.5 | 5.001 | 1.2997 | Tracking | Single Axis | Tracking | 180 | [8 empty] | 171.55 | 117.77 | Military | [16 empty] | 14.9% | 7.439%
61849 | Kentuck Solar Project | 2018-03-31 | 2018 | PJM | VA | 36.6581 | -79.3038 | 4.341 | PV | c-Si | 8 | 6 | 1.3333 | Tracking | Single Axis | Tracking | 180 | [6 empty] | 28.69 | 3.52 | 58.38 | 41.92 | Public Utilities | [12 empty] | 24.82% |  |  | 25.06% | 24.9% | 23.74%
62241 | NorWest Energy 9 (Pendleton) | 2018-09-30 | 2018 | West (non-ISO) | OR | 45.6798 | -118.8501 | 4.1779 | PV | c-Si | 8.4 | 6 | 1.4 | Fixed Tilt | Fixed Tilt | 20 | 181 | [6 empty] | 29.34 | 17.13 | 71.84 | 51.45 | Investor-owned Utility | [12 empty] | 21.9% | 22.62% | 21.79% | 21.81% | 21.74% | 20.37%
62304 | Woodleaf Solar Facility | 2018-12-31 | 2018 | Southeast (non-ISO) | NC | 35.7253 | -80.6087 | 4.4802 | PV | c-Si | 9.4 | 6 | 1.5667 | Tracking | Single Axis | Tracking | 179 | [6 empty] | 20.96 | 9.76 | 84.7 | 59.59 | Monopoly Investor-owned Utility | [13 empty] | 21.76% | 21.23% | 24.42% | 25.39% | 22.24%
61434 | SCE&G Springfield Community Solar | 2018-06-30 | 2018 | Southeast (non-ISO) | SC | 33.4925 | -81.2975 | 4.6092 | PV | Thin-Film | 7.776 | 6.1 | 1.2748 | Tracking | Single Axis | Tracking | 180 | [6 empty] | 29.45 | 13.35 | 56.83 | 41.7 | Monopoly Investor-owned Utility | [12 empty] | 20.94% | 21.49% | 22.37% | 21.41% | 21.08% | 19.65%
62062 | Athens MN CONX (Ventyx: Connexus Energy (Athens)) | 2018-12-31 | 2018 | MISO | MN | 45.459 | -93.2657 | 3.7963 | PV | c-Si | 8.84 | 6.625 | 1.3343 | Fixed Tilt | Fixed Tilt | 25 | 180 | PV+Storage | Lithium-ion | AC | 2018 | 9 | 18 | 28.96 | 2.55 | 72.24 | 52.65 | Public Utilities | [13 empty] | 18.25% | 19.15% | 17.67% | 17.09% | 17.96%
61879 | Bartow Solar Energy | 2018-03-31 | 2018 | Southeast (non-ISO) | FL | 27.9256 | -81.7776 | 4.9708 | PV | c-Si | 9.3 | 7.26 | 1.281 | Fixed Tilt | Fixed Tilt | 15 | 180 | [6 empty] | 19.63 | 27.81 | 71.2 | 51.18 | Public Utilities | 55.69 | [11 empty] | 19.71% | 20.79% | 20.47% | 18.46% | 20.01% | 18.28%
61961 | Gaston Solar II | 2018-12-31 | 2018 | Southeast (non-ISO) | SC | 33.7784 | -81.1103 | 4.5892 | PV | Thin-Film | 10.47 | 7.48 | 1.3997 | Tracking | Single Axis | Tracking | 180 | [6 empty] | 29.72 | 13.47 | 115.2 | 80.42 | Monopoly Investor-owned Utility | [12 empty] | 18.13% | 21.84% | 18.38% | 18.57% | 14.93% | 15.45%
61907 | Springfield Solar Project (near McGuir-Dix-Lakehurst Base) | 2018-10-31 | 2018 | PJM | NJ | 40.0321 | -74.6474 | 4.0213 | PV | c-Si | 9.2 | 7.5 | 1.2267 | Fixed Tilt | Fixed Tilt | 25 | 180 | [6 empty] | 27.76 | 5.13 | 161.18 | 107.46 | Military | [12 empty] | 13.68% | 17.01% | 16.32% | 19.03% | 18.12% | 17.91%
61729 | IMPA Richmond 2 Solar Project | 2018-12-31 | 2018 | PJM | IN | 39.8375 | -84.8193 | 3.973 | PV | c-Si | 9.7499 | 7.5 | 1.3 | Tracking | Single Axis | Tracking | 180 | [6 empty] | 32.94 | 3.59 | 69.89 | 49.94 | Public Utilities | [12 empty] | 20.17% | 20.16% | 20.79% | 21.14% | 20.2% | 20.96%
64102 | GE 19th Hole | 2018-01-31 | 2018 | NYISO | NY | 42.986 | -74.3106 | 3.7367 | PV | c-Si | 10.4 | 7.7 | 1.3506 | Tracking | Single Axis | 25 | 180 | [6 empty] | 34.19 | 7.92 |  |  | Investor-owned Utility | [13 empty] | 18.26% | 15.14% | 15.88% | 15.66% | 14.54%
61423 | OR Solar 5 (Merrill Solar Facility) | 2018-01-31 | 2018 | West (non-ISO) | OR | 42.1755 | -121.6928 | 4.7715 | PV | c-Si | 10.3 | 8 | 1.2875 | Tracking | Single Axis | Tracking | 180 | [6 empty] | 26.32 | 17.78 | 62.45 | 43.82 | Investor-owned Utility | [12 empty] | 27.92% | 28.15% | 27.71% | 28.16% | 25.75% | 26.08%
62406 | City of Gallup Solar | 2018-05-31 | 2018 | West (non-ISO) | NM | 35.5249 | -108.7696 | 5.4255 | PV | c-Si | 9.8 | 8 | 1.225 | Tracking | Single Axis | Tracking | 180 | [6 empty] | 11.61 | 17.26 | 82.15 | 58.17 | Unknown | 44.0765 | [11 empty] | 24.77% | 24.46% | 20.63% | 20.22% | 19.61% | 12.83%
61433 | SCE&G Nimitz Community Solar | 2018-06-30 | 2018 | Southeast (non-ISO) | SC | 32.4983 | -80.9621 | 4.6799 | PV | Thin-Film | 10.62 | 8 | 1.3275 | Tracking | Single Axis | Tracking | 180 | [6 empty] | 29.33 | 15.74 | 57.96 | 42.52 | Monopoly Investor-owned Utility | [12 empty] | 22.55% | 23.08% | 22.87% | 22.9% | 20.95% | 19.63%
62272 | Bly Solar Center | 2018-12-31 | 2018 | West (non-ISO) | OR | 42.3795 | -121.0219 | 4.6816 | PV | c-Si | 11.1 | 8 | 1.3875 | Tracking | Single Axis | Tracking | 180 | [6 empty] | 25.02 | 17.09 | 94.07 | 63.7 | Investor-owned Utility | [12 empty] | 25.79% | 29.3% | 28.05% | 30.69% | 25.94%
61954 | Delta Solar Power I (DSP-I, Delta Solar Power Project) | 2018-06-30 | 2018 | MISO | MI | 42.7071 | -84.7001 | 3.7895 | PV | c-Si | 9.9 | 8.1 | 1.2222 | Tracking | Single Axis | Tracking | 180 | [6 empty] | 32.28 | 2.39 | 73.61 | 52.38 | Public Utilities | [12 empty] | 18.13% | 20.28% | 20.12% | 19.28% | 18.74% | 19.16%
61601 | Raritan Solar Project | 2018-05-31 | 2018 | PJM | NJ | 40.4539 | -74.863 | 3.9719 | PV | c-Si | 9.99 | 8.4 | 1.1893 | Fixed Tilt | Fixed Tilt | 25 | 180 | [6 empty] | 27.46 | 5.63 | 126.7 | 86.28 | Merchant | [12 empty] | 16.63% | 16.13% | 16.61% | 17.21% | 16.6% | 15.94%
61588 | Independence II Solar Farm (IPL2, Bundschu) | 2018-06-30 | 2018 | SPP | MO | 39.1181 | -94.2897 | 4.2353 | PV | c-Si | 10.87 | 8.4 | 1.294 | Fixed Tilt | Fixed Tilt | 25 | 180 | [6 empty] | 30.81 | 27.11 | 67.41 | 48.39 | Public Utilities | [12 empty] | 19.88% | 19.93% | 19.98% | 21.41% | 20.69% | 20.55%
61600 | Old Bridge Solar Farm | 2018-08-31 | 2018 | PJM | NJ | 40.4444 | -74.2434 | 3.9527 | PV | c-Si | 10.69 | 8.8 | 1.2148 | Fixed Tilt | Fixed Tilt | 12 | 180 | [6 empty] | 29.1 | 5.47 | 115.79 | 79.1 | Merchant | [12 empty] | 17.95% | 17% | 17.58% | 18.49% | 17.63% | 17.52%
61965 | Quakertown Solar Project (Quakertown Farms) | 2018-10-31 | 2018 | PJM | NJ | 40.5228 | -74.9442 | 3.9635 | PV | c-Si | 9.997 | 8.8 | 1.136 | Fixed Tilt | Fixed Tilt | 20 | 180 | [6 empty] | 27.38 | 5.88 | 107.51 | 73.75 | Merchant | [12 empty] | 17.46% | 16.43% | 17.19% | 17.91% | 17.17% | 16.57%
61631 | Chiloquin Solar Park | 2018-01-31 | 2018 | West (non-ISO) | OR | 42.6107 | -121.8612 | 4.7182 | PV | c-Si | 14 | 9.9 | 1.4141 | Fixed Tilt | Fixed Tilt | 28 | 180 | [6 empty] | 29.06 | 16.43 | 71.14 | 50.88 | Investor-owned Utility | [12 empty] | 22.42% | 23.74% | 22.31% | 23.53% | 22.13% | 20.79%
61759 | Covington Solar Farm | 2018-02-28 | 2018 | SPP | OK | 36.3157 | -97.5818 | 4.6753 | PV | c-Si | 13.2 | 10 | 1.32 | Tracking | Single Axis | Tracking | 180 | [6 empty] | 21.97 | 29.41 | 72.6 | 51.6 | Monopoly Investor-owned Utility | [12 empty] | 24.93% | 23.58% | 23.27% | 17.69% | 20.93% | 21.2%
61557 | Facebook 2 Solar Energy Center (Los Lunas 2) | 2018-02-28 | 2018 | West (non-ISO) | NM | 35.0791 | -106.8652 | 5.6324 | PV | c-Si | 12.4975 | 10 | 1.2498 | Tracking | Single Axis | Tracking | 180 | [6 empty] | 11.75 | 20.43 | 44.94 | 32.09 | Corporate | [12 empty] | 27.6% | 29.48% | 31.59% | 31.76% | 30.89% | 31.94%
61424 | OR Solar 8 (Dairy Solar Facility) | 2018-03-31 | 2018 | West (non-ISO) | OR | 42.2389 | -121.5858 | 4.7318 | PV | c-Si | 14 | 10 | 1.4 | Tracking | Single Axis | Tracking | 180 | [6 empty] | 26.59 | 17.4 | 66.49 | 46.74 | Investor-owned Utility | [12 empty] | 28.17% | 30.55% | 29.86% | 30.77% | 27.03% | 23.89%
61558 | Facebook 3 Solar Energy Center (Los Lunas 3) | 2018-04-30 | 2018 | West (non-ISO) | NM | 35.0754 | -106.8648 | 5.6324 | PV | c-Si | 12.4975 | 10 | 1.2498 | Tracking | Single Axis | Tracking | 180 | [6 empty] | 11.75 | 20.43 | 45.89 | 32.69 | Corporate | [12 empty] | 28.14% | 29.99% | 31.33% | 31.67% | 30.68% | 31.81%
61599 | New Road Solar | 2018-06-30 | 2018 | PJM | NJ | 40.4032 | -74.5678 | 3.9854 | PV | c-Si | 13.0046 | 10 | 1.3005 | Fixed Tilt | Fixed Tilt | 20 | 180 | [6 empty] | 28.5 | 5.72 | 114.79 | 78.54 | Merchant | [12 empty] | 19.1% | 17.97% | 18.54% | 19.69% | 18.88% | 18.45%
61496 | Adams Solar Center | 2018-07-30 | 2018 | West (non-ISO) | OR | 44.674 | -121.123 | 4.4258 | PV | c-Si | 13 | 10 | 1.3 | Tracking | Single Axis | Tracking | 180 | [6 empty] | 25.38 | 18.25 | 68.11 | 47.89 | Investor-owned Utility | [12 empty] | 23.73% | 26.71% | 25.01% | 26% | 22.92%
61345 | Wy'East Solar | 2018-08-31 | 2018 | West (non-ISO) | OR | 45.5871 | -120.5959 | 4.381 | PV | c-Si | 12.5 | 10 | 1.25 | Tracking | Single Axis | Tracking | 180 | [8 empty] | 72.78 | 50.88 | Investor-owned Utility | [12 empty] | 21.49% | 24.78% | 26.03% | 20.99% | 22.32% | 24.01%
61497 | Elbe Solar Center | 2018-08-31 | 2018 | West (non-ISO) | OR | 44.6192 | -121.2063 | 4.4034 | PV | c-Si | 13 | 10 | 1.3 | Tracking | Single Axis | Tracking | 180 | [6 empty] | 26.14 | 18.32 | 70.88 | 49.4 | Investor-owned Utility | [12 empty] | 23.68% | 26.11% | 25.43% | 26.56% | 24.86%
61281 | Bear Creek Solar Center | 2018-09-30 | 2018 | West (non-ISO) | OR | 44.0608 | -121.2372 | 4.51 | PV | c-Si | 13 | 10 | 1.3 | Tracking | Single Axis | Tracking | 180 | [6 empty] | 26.13 | 17.8 | 77.52 | 53.43 | Investor-owned Utility | [12 empty] | 25.88% | 26.87% | 26.48% | 27.21% | 24.59%
61871 | Sterling Solar (TX) | 2018-11-30 | 2018 | ERCOT | TX | 33.1662 | -96.1726 | 4.625 | PV | Thin-Film | 14.2632 | 10 | 1.4263 | Tracking | Single Axis | Tracking | 181 | [6 empty] | 21.19 |  | 95.85 | 69.03 | Unknown | [12 empty] | 18.15% | 20.04% | 16.25% | 15.39% | 19.08% | 11.99%
61874 | Eddy Solar II | 2018-11-30 | 2018 | ERCOT | TX | 31.2912 | -97.2607 | 4.7374 | PV | Thin-Film | 14.256 | 10 | 1.4256 | Tracking | Single Axis | Tracking | 181 | [6 empty] | 16.67 |  | 84.04 | 59.88 | Non-IOU Retailer | [12 empty] | 20.92% | 23.07% | 18.44% | 19.72% | 18.55% | 18.91%
61868 | Bronson Solar | 2018-12-31 | 2018 | ERCOT | TX | 29.5375 | -95.9695 | 4.6456 | PV | Thin-Film | 14.256 | 10 | 1.4256 | Tracking | Single Axis | Tracking | 182 | [6 empty] | 19.79 |  | 105 | 75.47 | Unknown | [12 empty] | 17.43% | 21.99% | 18.53% | 14.86% | 16.29% | 10.91%
61867 | Bovine Solar (Green Mountain Energy Gable Solar Park) | 2018-12-31 | 2018 | ERCOT | TX | 29.6337 | -96.0788 | 4.6411 | PV | c-Si | 14.259 | 10 | 1.4259 | Tracking | Single Axis | Tracking | 180 | [6 empty] | 21.97 |  | 70.17 | 51.15 | Investor-owned Utility | [13 empty] | 21.86% | 17.81% | 21.66% | 18.42% | 18.78%
61810 | Chisum Solar | 2018-12-31 | 2018 | ERCOT | TX | 33.6329 | -95.3907 | 4.5603 | PV | Thin-Film | 14.256 | 10 | 1.4256 | Tracking | Single Axis | Tracking | 182 | [6 empty] | 18.43 |  | 66.1 | 47.52 | Corporate | [13 empty] | 17.53% | 18.54% | 23.15% | 25% | 23.55%
62713 | DSM Nutritional Products Solar | 2018-12-31 | 2018 | PJM | NJ | 40.8368 | -75.0655 | 3.904 | PV | c-Si | 14 | 10 | 1.4 | Fixed Tilt | Fixed Tilt | 10 | 180 | [6 empty] | 27.69 | 4.98 | 135.76 | 92.57 | Unknown | [13 empty] | 18.13% | 18.02% | 16.48% | 18.14% | 17.93%
61530 | Gaston Solar I | 2018-03-31 | 2018 | Southeast (non-ISO) | SC | 33.7747 | -81.1106 | 4.5892 | PV | c-Si | 14.795 | 10.2 | 1.4505 | Tracking | Single Axis | Tracking | 180 | [6 empty] | 29.76 | 13.63 | 72.42 | 52.22 | Monopoly Investor-owned Utility | [12 empty] | 23.31% | 23.16% | 18.86% | 21.75% | 22.48% | 18.52%
60681 | Annapolis Solar Park (Landfill) | 2018-08-31 | 2018 | PJM | MD | 38.9921 | -76.5738 | 4.1514 | PV | c-Si | 18 | 12 | 1.5 | Fixed Tilt | Fixed Tilt | 12 | 180 | [6 empty] | 42.43 | 7.57 | 134.66 | 91.09 | Public Utilities | 90.2273 | [11 empty] | 21.5% | 21% | 21.84% | 21.53% | 21.71% | 20.46%
62140 | UVA Puller Solar Facility | 2018-10-31 | 2018 | PJM | VA | 37.5697 | -76.4732 | 4.3045 | PV | c-Si | 19.7 | 15 | 1.3133 | Tracking | Single Axis | Tracking | 181 | [6 empty] | 34.15 | 3.63 | 89.13 | 61.99 | Education | [12 empty] | 22.04% | 21.76% | 22.49% | 20.45% | 21.09% | 19.82%
61412 | Latitude Solar Center | 2018-12-31 | 2018 | Southeast (non-ISO) | TN | 35.3064 | -89.1675 | 4.3936 | PV | Thin-Film | 19.995 | 15 | 1.333 | Tracking | Single Axis | Tracking | 178 | [6 empty] | 23.71 | 41.33 | 90.56 | 63.17 | Investor-owned Utility | [12 empty] | 23.91% | 22.93% | 22.71% | 22.32% | 18.94% | 18.45%
61955 | Delta Solar Power II (DSP-II A+B, Delta Solar Power Project) | 2018-07-30 | 2018 | MISO | MI | 42.707 | -84.699 | 3.7873 | PV | c-Si | 19.4 | 15.9 | 1.2201 | Tracking | Single Axis | Tracking | 180 | [6 empty] | 32.28 | 2.39 | 76.64 | 54.37 | Public Utilities | [12 empty] | 17.74% | 19.89% | 19.75% | 18.97% | 18.53% | 18.85%
61924 | SR Cumberland Solar Project | 2018-12-31 | 2018 | Southeast (non-ISO) | AL | 34.9497 | -86.868 | 4.3793 | PV | Thin-Film | 20 | 15.9 | 1.2579 | Tracking | Single Axis | Tracking | 180 | [6 empty] | 23.53 | 37.95 | 110.64 | 75.14 | Investor-owned Utility | [12 empty] | 19.45% | 20.94% | 22.56% | 23.23% | 20.54% | 19.46%
61023 | UVA Hollyfield Solar Project | 2018-09-30 | 2018 | PJM | VA | 37.67 | -77.17 | 4.2781 | PV | c-Si | 21.1 | 17 | 1.2412 | Tracking | Single Axis | Tracking | 181 | [6 empty] | 35.35 | 3.72 | 89.79 | 62.62 | Education | [12 empty] | 21.54% | 21.98% | 20.19% | 19.68% | 19.98% | 16.69%
60678 | San Joaquin Solar (Summer Wheat Solar Farm, SJ1A) | 2018-10-31 | 2018 | CAISO | CA | 36.5272 | -120.1492 | 5.2964 | PV | Thin-Film | 23.4252 | 18.5 | 1.2662 | Tracking | Single Axis | Tracking | 179 | [6 empty] | 2.74 | 16.18 | 123.11 | 83.52 | Investor-owned Utility | 55.4773 | [11 empty] | 22.43% | 23.61% | 16.3% | 18.09% | 22.94% | 15.1%
61933 | Adams Nielson Solar | 2018-11-30 | 2018 | West (non-ISO) | WA | 46.9553 | -118.6212 | 4.2167 | PV | c-Si | 28 | 19.2 | 1.4583 | Tracking | Single Axis | Tracking | 180 | [8 empty] | 135.84 | 90.96 | Investor-owned Utility | [12 empty] | 25.77% | 26.91% | 25.82% | 20.75% | 22.03% | 24.18%
61959 | Coolidge Solar 1 (Coolidge Solar Ranger) | 2018-12-31 | 2018 | ISO-NE | VT | 43.4248 | -72.6653 | 3.7222 | PV | c-Si | 25.574 | 19.59 | 1.3055 | Fixed Tilt | Fixed Tilt | 25 | 180 | [6 empty] | 31.34 | 3.13 | 102.09 | 71.97 | Investor-owned Utility | 96.3617 | [11 empty] | 15.41% | 17.06% | 15.13% | 17.25% | 15.29% | 15.77%
61678 | Pinal Central Solar Energy Center | 2018-04-30 | 2018 | West (non-ISO) | AZ | 32.8757 | -111.5511 | 5.7683 | PV | Thin-Film | 30.9 | 20 | 1.545 | Tracking | Single Axis | Tracking | 180 | PV+Storage | Lithium-ion | AC | 2018 | 10 | 40 | 12.45 | 29.21 | 76.17 | 52.23 | Public Utilities | [12 empty] | 35.45% | 34.77% | 35.06% | 35.91% | 32.83% | 30.47%
61068 | AES Lawai Solar and Energy Storage Project | 2018-12-31 | 2018 | HI | HI | 21.9082 | -159.492 | 4.7876 | PV | c-Si | 28.188 | 20 | 1.4094 | Tracking | Single Axis | Tracking | 180 | PV+Storage | Lithium-ion | DC | 2018 | 20 | 100 | 172.7 |  | 173.47 | 114.99 | Public Utilities | [12 empty] | 21.4% | 22.16% | 22.35% | 18.99% | 20.6% | 20.79%
61445 | RE Gaskell West 1 | 2018-03-31 | 2018 | CAISO | CA | 34.8349 | -118.5565 | 5.7571 | PV | c-Si | 28 | 20 | 1.4 | Tracking | Single Axis | Tracking | 180 | [6 empty] | 10.75 | 7.39 | 96.21 | 65.59 | Investor-owned Utility | 72.8959 | [11 empty] | 29.96% | 30.37% | 31.83% | 25.28% | 14.95% | 29.93%
58876 | Fusion Solar Center | 2018-03-31 | 2018 | ISO-NE | CT | 41.6433 | -72.0488 | 3.8702 | PV | c-Si | 31.8 | 20 | 1.59 | Fixed Tilt | Fixed Tilt | 25 | 180 | [6 empty] | 31.1 | 3.25 | 99.14 | 68.95 | Investor-owned Utility | 110.6856 | [11 empty] | 22.66% | 22.43% | 22.26% | 23.5% | 22.17% | 22.35%
61809 | Stillwater Solar PV II- Geothermal, CSP (Wynn Solar Facility) | 2018-06-30 | 2018 | West (non-ISO) | NV | 39.542 | -118.5601 | 5.2687 | PV | c-Si | 27.1 | 20 | 1.355 | Fixed Tilt | Fixed Tilt | 30 | 180 | PV+Geothermal+CSP | [5 empty] | 19.13 | 8.89 | 160.22 | 109.34 | Corporate | [12 empty] | 15.41% | 5.285% | 4.696% | 13.48% | 18.49% | 13.86%
60315 | Midway Solar Farm III (Greenbacker, 97WI) | 2018-09-30 | 2018 | West (non-ISO) | CA | 33.1587 | -115.5403 | 5.9063 | PV | Thin-Film | 26 | 20 | 1.3 | Tracking | Single Axis | Tracking | 180 | [6 empty] | 11.32 | 11.28 | 65.51 | 45.56 | Investor-owned Utility | [12 empty] | 23.06% | 25.08% | 29.11% | 27.96% | 27.9% | 29%
61736 | Woods Hill Solar | 2018-12-31 | 2018 | ISO-NE | CT | 41.8318 | -71.9199 | 3.8417 | PV | c-Si | 24.58 | 20 | 1.229 | Fixed Tilt | Fixed Tilt | 25 | 181 | [6 empty] | 30.82 | 3.53 | 121.76 | 83.81 | Unknown | [13 empty] | 18% | 15.3% | 17.37% | 15.71% | 14.23%
64093 | Montross Solar Facility | 2018-12-31 | 2018 | PJM | VA | 38.0744 | -76.7875 | 4.2369 | PV | c-Si | 28 | 20 | 1.4 | Tracking | Single Axis | Tracking | 180 | [6 empty] | 36.42 | 4.09 | 68.08 | 49.11 | Corporate | [13 empty] | 22.41% | 22.16% | 23.17% | 19.77% | 21.06%
60045 | Shoreham Solar Commons (Tallgrass Solar) | 2018-07-30 | 2018 | NYISO | NY | 40.9366 | -72.8892 | 3.945 | PV | c-Si | 32 | 24.9 | 1.2851 | Fixed Tilt | Fixed Tilt | 25 | 180 | [6 empty] | 44.21 | 9 | 101.27 | 68.72 | Public Utilities | 161.3106 | [11 empty] | 21.35% | 23.34% | 23.13% | 25.26% | 23.39% | 22.53%
60789 | Bluebell Solar I (Capricorn Ridge Solar) | 2018-11-30 | 2018 | ERCOT | TX | 31.8697 | -100.8275 | 5.2773 | PV | c-Si | 45.4 | 30 | 1.5133 | Tracking | Single Axis | Tracking | 180 | Wind+PV | [5 empty] | 20.72 |  | 54.06 | 39.35 | Public Utilities | [12 empty] | 29.21% | 29.24% | 26.57% | 27.74% | 29.08% | 25%
59876 | Marine Corps Logistics Base Solar (MCLB Albany) | 2018-02-28 | 2018 | Southeast (non-ISO) | GA | 31.5594 | -84.085 | 4.7383 | PV | c-Si | 44 | 31.16 | 1.4121 | Fixed Tilt | Fixed Tilt | 18 | 185 | [6 empty] | 27.25 | 30.97 | 95.99 | 66.99 | Monopoly Investor-owned Utility | [12 empty] | 21.47% | 20.36% | 20.34% | 20.2% | 19.75% | 19.63%
59678 | Innovative Solar 67 | 2018-12-31 | 2018 | Southeast (non-ISO) | NC | 34.6184 | -78.0066 | 4.4725 | PV | c-Si | 48.6528 | 33.3 | 1.461 | Tracking | Single Axis | Tracking | 181 | [6 empty] | 20.77 | 9.38 | 73.18 | 51.86 | Monopoly Investor-owned Utility | [12 empty] | 25.13% | 22.29% | 25.55% | 24.91% | 23.57% | 22.95%
61976 | Peony Solar | 2018-12-31 | 2018 | Southeast (non-ISO) | SC | 33.5031 | -81.2533 | 4.6095 | PV | c-Si | 57 | 39 | 1.4615 | Tracking | Single Axis | Tracking | 185 | [6 empty] | 29.71 | 17.14 | 78.97 | 56.42 | Monopoly Investor-owned Utility | [13 empty] | 18.21% | 23.61% | 22.78% | 19.74% | 20.74%
61272 | Gray Hawk Solar | 2018-06-30 | 2018 | West (non-ISO) | AZ | 35.3463 | -113.9142 | 5.7034 | PV | c-Si | 64.5 | 46 | 1.4022 | Tracking | Single Axis | Tracking | 180 | [6 empty] | 12.59 | 22.29 | 45.73 | 32.65 | Investor-owned Utility | 53.3259 | [11 empty] | 34.73% | 36.5% | 34.11% | 33.46% | 34.24% | 34.4%
60336 | Midway Solar Farm I (83WI 8ME) | 2018-01-31 | 2018 | West (non-ISO) | CA | 33.1734 | -115.549 | 5.9063 | PV | Thin-Film | 66 | 50 | 1.32 | Tracking | Single Axis | Tracking | 180 | [6 empty] | 11.31 | 11.41 | 81.71 | 55.7 | Investor-owned Utility | [12 empty] | 29.69% | 24.05% | 28.86% | 28.18% | 28.14% | 27.57%
61697 | Project Ivory Solar (Lamesa Solar B/II) | 2018-11-30 | 2018 | ERCOT | TX | 32.7133 | -101.8852 | 5.4146 | PV | c-Si | 66 | 50 | 1.32 | Tracking | Single Axis | Tracking | 180 | [6 empty] | 23.56 |  | 50.94 | 36.69 | Public Utilities | [12 empty] | 27.4% | 29.79% | 25.17% | 24.74% | 27.45% | 27.78%
61811 | Titan Solar (NER Deer Trail Titan Solar Energy Center, NOT Hunter Solar) | 2018-12-31 | 2018 | West (non-ISO) | CO | 39.6865 | -104.014 | 4.898 | PV | c-Si | 67.6 | 50 | 1.352 | Tracking | Single Axis | Tracking | 181 | [6 empty] | 16.74 | 32.87 | 58.69 | 42.5 | Investor-owned Utility | 32.1048 | [11 empty] | 23.66% | 23.23% | 23.87% | 25.1% | 23.31% | 22.08%
59669 | Innovative Solar 54 | 2018-12-31 | 2018 | Southeast (non-ISO) | NC | 35.2137 | -77.7124 | 4.4373 | PV | c-Si | 73.6646 | 50 | 1.4733 | Fixed Tilt | Fixed Tilt | 20 | 181 | [6 empty] | 20.57 | 5.57 | 71.57 | 51.27 | Monopoly Investor-owned Utility | [12 empty] | 22.78% | 21.89% | 23.02% | 22.22% | 22.02% | 22.74%
60623 | Brantley Farm Solar | 2018-10-31 | 2018 | Southeast (non-ISO) | NC | 35.8947 | -78.1494 | 4.4564 | PV | Thin-Film | 71.4005 | 50.2 | 1.4223 | Fixed Tilt | Fixed Tilt | 20 | 180 | [6 empty] | 20.36 | 5.83 | 69.54 | 49.65 | Monopoly Investor-owned Utility | [12 empty] | 23.4% | 22.58% | 23.68% | 23.05% | 22.8% | 22.73%
60624 | Fox Creek Solar Farm | 2018-11-30 | 2018 | Southeast (non-ISO) | NC | 36.1274 | -78.2794 | 4.4256 | PV | c-Si | 65.5026 | 50.2 | 1.3048 | Fixed Tilt | Fixed Tilt | 20 | 180 | [6 empty] | 20.35 | 6.27 | 72.49 | 51.86 | Monopoly Investor-owned Utility | [12 empty] | 21.02% | 20.7% | 21.54% | 21.11% | 20.03% | 18.54%
61988 | Citrus Ridge Solar (Disney, FL Solar 5) | 2018-12-31 | 2018 | Southeast (non-ISO) | FL | 28.4008 | -81.6163 | 4.9056 | PV | Thin-Film | 62.75 | 52 | 1.2067 | Tracking | Single Axis | Tracking | 180 | [6 empty] | 19.6 | 33.58 | 59.01 | 43.46 | Public Utilities | 37.7222 | [11 empty] | 21.5% | 22.16% | 22% | 18.7% | 15.22% | 18.85%
61693 | Buckleberry Solar | 2018-11-30 | 2018 | Southeast (non-ISO) | NC | 35.3807 | -77.406 | 4.4312 | PV | c-Si | 75.0317 | 52.1 | 1.4401 | Fixed Tilt | Fixed Tilt | 20 | 181 | [6 empty] | 20.56 | 5.88 | 63.95 | 46.73 | Monopoly Investor-owned Utility | [12 empty] | 23.26% | 21.5% | 22.41% | 22.02% | 20.54% | 20.92%
60560 | SR Millington Solar Farm (NSA Mid-South Solar) | 2018-12-31 | 2018 | Southeast (non-ISO) | TN | 35.3515 | -89.8547 | 4.436 | PV | Thin-Film | 68 | 53 | 1.283 | Tracking | Single Axis | Tracking | 178 | [6 empty] | 23.6 | 44.89 | 82.55 | 57.32 | Investor-owned Utility | [12 empty] | 22.5% | 22.7% | 23.32% | 24.42% | 22.27% | 20.78%
61665 | Payne Creek Solar | 2018-09-30 | 2018 | Southeast (non-ISO) | FL | 27.6646 | -81.9642 | 4.9941 | PV | Thin-Film | 84.9 | 70.3 | 1.2077 | Tracking | Single Axis | Tracking | 180 | [6 empty] | 16.65 | 20.22 | 62.44 | 45.06 | Monopoly Investor-owned Utility | [12 empty] | 20.37% | 22.91% | 21.53% | 21.65% | 18.53% | 19.6%
61654 | Balm Solar | 2018-09-30 | 2018 | Southeast (non-ISO) | FL | 27.7689 | -82.2353 | 5.0073 | PV | Thin-Film | 87.9 | 74.4 | 1.1815 | Tracking | Single Axis | Tracking | 180 | [6 empty] | 16.55 | 19.59 | 66.89 | 48.01 | Monopoly Investor-owned Utility | [12 empty] | 20.85% | 22.88% | 22.88% | 19.44% | 15.37% | 20.02%
61020 | FPL Indian River Solar Energy Center | 2018-01-31 | 2018 | Southeast (non-ISO) | FL | 27.5716 | -80.5699 | 4.9181 | PV | c-Si | 113.24 | 74.5 | 1.52 | Fixed Tilt | Fixed Tilt | 20 | 195 | [6 empty] | 26.79 | 21.16 | 51.97 | 39.13 | Monopoly Investor-owned Utility | [12 empty] | 24.15% | 24.09% | 24.57% | 23.31% | 23.4% | 21.82%
61050 | FPL Wildflower Solar Energy Center | 2018-01-31 | 2018 | Southeast (non-ISO) | FL | 27.313 | -81.7813 | 5.0544 | PV | c-Si | 113.24 | 74.5 | 1.52 | Fixed Tilt | Fixed Tilt | 20 | 195 | [6 empty] | 26.49 | 19.57 | 51.2 | 38.5 | Monopoly Investor-owned Utility | [12 empty] | 24.91% | 24.19% | 24.39% | 22.77% | 24.17% | 22.71%
61021 | FPL Horizon Solar Energy Center | 2018-01-31 | 2018 | Southeast (non-ISO) | FL | 29.6656 | -82.0583 | 4.7994 | PV | c-Si | 113.24 | 74.5 | 1.52 | Fixed Tilt | Fixed Tilt | 20 | 195 | [6 empty] | 27.01 | 24.29 | 58.88 | 44.26 | Monopoly Investor-owned Utility | [12 empty] | 23.92% | 23.07% | 21.84% | 22.72% | 21.63% | 17.34%
61022 | FPL Coral Farms Solar Energy Center | 2018-01-31 | 2018 | Southeast (non-ISO) | FL | 29.7582 | -81.8956 | 4.7659 | PV | c-Si | 113.24 | 74.5 | 1.52 | Fixed Tilt | Fixed Tilt | 20 | 195 | [6 empty] | 26.87 | 24.8 | 60.73 | 45.67 | Monopoly Investor-owned Utility | [12 empty] | 23.71% | 22.84% | 21.14% | 22.34% | 20.63% | 16.65%
61052 | FPL Loggerhead Solar Energy Center | 2018-03-31 | 2018 | Southeast (non-ISO) | FL | 27.2226 | -80.5427 | 4.9358 | PV | c-Si | 113.24 | 74.5 | 1.52 | Fixed Tilt | Fixed Tilt | 20 | 196 | [6 empty] | 26.83 | 21.37 | 55 | 41.34 | Monopoly Investor-owned Utility | [12 empty] | 23.83% | 24.18% | 24.12% | 22.61% | 22.24% | 20.37%
61051 | FPL Barefoot Bay Solar Energy Center | 2018-03-31 | 2018 | Southeast (non-ISO) | FL | 27.8716 | -80.5258 | 4.9434 | PV | c-Si | 113.24 | 74.5 | 1.52 | Fixed Tilt | Fixed Tilt | 20 | 196 | [6 empty] | 26.58 | 24.82 | 52.82 | 39.67 | Monopoly Investor-owned Utility | [12 empty] | 24.9% | 24.55% | 25.28% | 24.56% | 23.92% | 20.53%
61024 | FPL Hammock Solar Energy Center | 2018-03-31 | 2018 | Southeast (non-ISO) | FL | 26.6892 | -81.3163 | 5.0488 | PV | c-Si | 113.24 | 74.5 | 1.52 | Fixed Tilt | Fixed Tilt | 20 | 195 | [6 empty] | 26.68 | 21.95 | 54.01 | 40.52 | Monopoly Investor-owned Utility | [12 empty] | 24.06% | 24.39% | 24.48% | 23.79% | 23.18% | 20.75%
61029 | FPL Blue Cypress Solar Energy Center | 2018-03-31 | 2018 | Southeast (non-ISO) | FL | 27.5991 | -80.5334 | 4.9181 | PV | c-Si | 113.24 | 74.5 | 1.52 | Fixed Tilt | Fixed Tilt | 20 | 195 | [6 empty] | 26.67 | 22.83 | 54.28 | 40.78 | Monopoly Investor-owned Utility | [12 empty] | 23.42% | 24.07% | 24.39% | 22.98% | 22.87% | 20.78%
61610 | NC 102 Project (Mc Bride Place Energy NC) | 2018-09-30 | 2018 | Southeast (non-ISO) | NC | 35.2926 | -80.4976 | 4.5066 | PV | c-Si | 102 | 74.8 | 1.3636 | Fixed Tilt | Fixed Tilt | 20 | 179 | [6 empty] | 23 | 39.27 | 82.29 | 57.88 | Monopoly Investor-owned Utility | [12 empty] | 19.7% | 21.39% | 21.73% | 22.77% | 21.97% | 19.68%
60825 | ColGreen North Shore Solar Farm | 2018-12-31 | 2018 | West (non-ISO) | CA | 33.5461 | -115.9786 | 5.8636 | PV | c-Si | 96.75 | 74.8 | 1.2934 | Tracking | Single Axis | Tracking | 180 | [6 empty] | 11.37 | 16.15 | 74.52 | 52.12 | Non-IOU Retailer | [12 empty] | 28.64% | 27.52% | 27.83% | 24.58% | 23.85% | 19.6%
61807 | Hamilton Solar Power Plant | 2018-12-31 | 2018 | Southeast (non-ISO) | FL | 30.4464 | -83.1909 | 4.7426 | PV | c-Si | 110.8 | 74.9 | 1.4793 | Tracking | Single Axis | Tracking | 180 | [6 empty] | 20.19 | 32.86 | 59.26 | 43.05 | Monopoly Investor-owned Utility | [12 empty] | 27.53% | 26.72% | 22.51% | 26.32% | 24.62% | 23.05%
60030 | Pecan Solar (Bethel Church Road Solar Power Plant) | 2018-12-31 | 2018 | PJM | NC | 36.4874 | -77.4846 | 4.3984 | PV | Thin-Film | 111.26 | 74.9 | 1.4854 | Tracking | Single Axis | Tracking | 181 | [6 empty] | 27.96 | 4.1 | 76.34 | 54.58 | Corporate | [12 empty] | 21.71% | 24.03% | 24.89% | 22.45% | 18.83% | 22.41%
59851 | Great Bay Solar 1 (Great Bay Energy Center) | 2018-03-31 | 2018 | PJM | MD | 38.1704 | -75.6932 | 4.2792 | PV | c-Si | 99 | 75 | 1.32 | Fixed Tilt | Fixed Tilt | 25 | 180 | [6 empty] | 41.1 | 5.47 | 86.94 | 60.56 | Other | [12 empty] | 20.43% | 19.85% | 20.04% | 21.35% | 21.14% | 21.06%
61369 | Sweetwater Solar (Green River Project) | 2018-12-31 | 2018 | West (non-ISO) | WY | 41.6268 | -109.6824 | 4.7044 | PV | c-Si | 97.935 | 80 | 1.2242 | Tracking | Single Axis | Tracking | 180 | [6 empty] | 21.24 | 22.61 | 54.1 | 38.59 | Investor-owned Utility | [12 empty] | 25.7% | 23.53% | 25.55% | 26.53% | 24.78% | 25.74%
62340 | Aulander Holloman Solar | 2018-12-31 | 2018 | PJM | NC | 36.2476 | -77.0702 | 4.3798 | PV | c-Si | 125 | 80 | 1.5625 | Tracking | Single Axis | Tracking | 180 | [6 empty] | 28.55 | 3.77 | 94.87 | 64.99 | Corporate | [13 empty] | 25.5% | 28.3% | 27.71% | 27.42% | 26.68%
61262 | Stuttgart Solar Energy Center | 2018-01-31 | 2018 | MISO | AR | 34.4397 | -91.4403 | 4.5238 | PV | c-Si | 97.5 | 81 | 1.2037 | Fixed Tilt | Fixed Tilt | 14 | 180 | [6 empty] | 23.94 | 2.72 | 50.1 | 36.63 | Monopoly Investor-owned Utility | 51.5776 | [11 empty] | 22.88% | 22.23% | 23.21% | 24.23% | 23% | 21.59%
61750 | CED Wistaria Ranch Solar | 2018-12-31 | 2018 | CAISO | CA | 32.6726 | -115.6199 | 5.663 | PV | c-Si | 141 | 100 | 1.41 | Tracking | Single Axis | Tracking | 180 | [6 empty] | 10.84 | 6.66 | 74 | 50.62 | Investor-owned Utility | 49.2287 | [11 empty] | 33.41% | 30.71% | 29.54% | 28.86% | 31.18% | 33.24%
61264 | Antelope Expansion 2 | 2018-12-31 | 2018 | CAISO | CA | 34.7529 | -118.3179 | 5.7812 | PV | c-Si | 130 | 105 | 1.2381 | Tracking | Single Axis | Tracking | 180 | [6 empty] | 10.41 | 8.28 | 55.93 | 39.58 | Public Utilities | 41.8284 | [11 empty] | 25.28% | 27.37% | 27.69% | 28.57% | 25.46% | 26.68%
57340 | CED Panoche Valley Solar Project | 2018-01-31 | 2018 | CAISO | CA | 36.6348 | -120.8856 | 5.3494 | PV | c-Si | 188 | 140 | 1.3429 | Tracking | Single Axis | Tracking | 180 | [6 empty] | 2.49 | 10.79 | 91.06 | 62.13 | Investor-owned Utility | [12 empty] | 31.13% | 26.45% | 29.03% | 25.83% | 25.76% | 22.69%
60044 | Buckthorn Solar 1 (Riggins Solar) | 2018-05-31 | 2018 | ERCOT | TX | 31.0771 | -102.8453 | 5.6112 | PV | Thin-Film | 202 | 154 | 1.3117 | Tracking | Single Axis | Tracking | 179 | [6 empty] | 23.41 |  | 54.1 | 38.84 | Public Utilities | 36.7884 | [11 empty] | 19.63% | 26.87% | 24.77% | 24.95% | 26.26% | 27.8%
60123 | Castle Gap Solar (Upton 2 Solar Power Plant) | 2018-05-31 | 2018 | ERCOT | TX | 31.2551 | -102.2716 | 5.5476 | PV | c-Si | 234 | 180 | 1.3 | Tracking | Single Axis | Tracking | 179 | PV+Storage | Lithium-ion | AC | 2019 | 10 | 42 | 22.76 |  | 46.8 | 34.21 | Corporate | [12 empty] | 27.61% | 26.71% | 27.99% | 29.08% | 25.19% | 25.1%
61368 | Midway Solar - TX (McCamey, Waymark Solar) | 2018-12-31 | 2018 | ERCOT | TX | 30.9955 | -102.2235 | 5.524 | PV | c-Si | 236 | 182 | 1.2967 | Tracking | Single Axis | Tracking | 191 | [6 empty] | 21.52 |  | 63.36 | 46.19 | Public Utilities | [13 empty] | 24.05% | 22.24% | 17.62% | 18.03% | 19.81%
59940 | Great Valley Solar 1-4 (Tranquility 8) | 2018-04-30 | 2018 | CAISO | CA | 36.5767 | -120.3902 | 5.3221 | PV | c-Si | 281 | 200 | 1.405 | Tracking | Single Axis | Tracking | 180 | [6 empty] | -14.4 | 8.17 | 63.32 | 44.09 | Public Utilities | 44.0786 | [11 empty] | 31.09% | 30.2% | 30.46% | 30.81% | 32.04% | 29.92%
61202 | Mount Signal Solar Farm 3 (MS3) | 2018-11-30 | 2018 | CAISO | CA | 32.6788 | -115.5672 | 5.8522 | PV | Thin-Film | 328.9 | 252.3 | 1.3036 | Tracking | Single Axis | Tracking | 180 | [6 empty] | 10.6 | 8.14 | 84.98 | 57.67 | Investor-owned Utility | 52.4383 | [11 empty] | 28.26% | 26.89% | 29.18% | 28.21% | 28.94% | 27.17%
62683 | Westside Wastewater Treatment Plant Hybrid | 2019-08-31 | 2019 | SPP | AR | 36.0414 | -94.1401 | 4.4148 | PV | c-Si | 5.8 | 5.001 | 1.1598 | Tracking | Single Axis | Tracking | 180 | PV+Storage | Lithium-Ion | AC | 2019 | 6 | 13.1 | 31.6 | 30.15 | 50.97 | 38.12 | Public Utilities | [16 empty] | 22.55% | 19.68%
62682 | Noland Wastewater Treatment Plant Hybrid | 2019-08-31 | 2019 | SPP | AR | 36.0802 | -94.0661 | 4.399 | PV | c-Si | 5.8 | 5.001 | 1.1598 | Tracking | Single Axis | Tracking | 179 | PV+Storage | Lithium-Ion | AC | 2019 | 6 | 13.1 | 31.69 | 28.39 | 54.96 | 41.09 | Public Utilities | [16 empty] | 19.71% | 20.03%
62382 | GMP Solar/Storage-Ferrisburgh Hybrid | 2019-09-30 | 2019 | ISO-NE | VT | 44.2259 | -73.2471 | 3.6529 | PV | c-Si | 6.318 | 5.001 | 1.2633 | Tracking | Single Axis | Tracking | 180 | PV+Storage | Lithium-Ion | AC | 2019 | 2 | 8 | 31.99 | 3.45 | 103.05 | 73.57 | Investor-owned Utility | [16 empty] | 18.52% | 18.25%
62381 | GMP Solar/Storage-Milton Hybrid | 2019-09-30 | 2019 | ISO-NE | VT | 44.6578 | -73.1797 | 3.6313 | PV | c-Si | 7 | 5.001 | 1.3997 | Fixed Tilt | Fixed Tilt | 25 | 180 | PV+Storage | Lithium-Ion | AC | 2019 | 2 | 8 | 31.45 | 3.05 | 103.12 | 74.57 | Investor-owned Utility | [16 empty] | 17.11% | 18.2%
62652 | Happy Hollow CSG Hybrid | 2019-11-15 | 2019 | ISO-NE | MA | 42.6077 | -72.044 | 3.7906 | PV | c-Si | 7.128 | 5.001 | 1.4253 | Fixed Tilt | Fixed Tilt | 25 | 180 | PV+Storage | Lithium-Ion | AC | 2019 | 3.3 | 6.6 | 31.36 | 2.98 | 105.3 | 75.91 | Investor-owned Utility | [16 empty] | 18.19%
63186 | Imeson Solar (SunPort Solar) | 2019-12-31 | 2019 | Southeast (non-ISO) | FL | 30.4568 | -81.7149 | 4.7375 | PV | c-Si | 9 | 5.001 | 1.7996 | Tracking | Single Axis | Tracking | 180 | PV+Storage | LIB | DC | 2019 | 2 | 4 |  |  | 93.62 | 67.77 | Public Utilities | [16 empty] | 24.65%
62610 | Commerce Solar | 2019-12-31 | 2019 | ERCOT | TX | 29.4353 | -98.6175 | 4.754 | PV | c-Si | 5.9 | 5.001 | 1.1798 | Tracking | Single Axis | Tracking | 180 | PV+Storage | Lithium-Ion | AC | 2019 | 10 | 10 | 25.25 |  | 72 | 52.45 | Public Utilities | [16 empty] | 19.61% | 19.49%
63000 | RT 52 Walden Solar 1 Hybrid | 2019-12-31 | 2019 | NYISO | NY | 41.5814 | -74.2147 | 3.8877 | PV | c-Si | 5.935 | 5.001 | 1.1868 | Fixed Tilt | Fixed Tilt | 25 | 210 | PV+Storage | Lithium-Ion |  | 2020 | 3.9 | 8.8 | 34.75 | 9.3 | 116.23 | 83.57 | Investor-owned Utility | [16 empty] | 14.67% | 13.22%
62082 | Southwick Solar PV | 2019-01-31 | 2019 | ISO-NE | MA | 42.0155 | -72.7757 | 3.8113 | PV | c-Si | 6.6 | 5.001 | 1.3197 | Fixed Tilt | Fixed Tilt | 20 | 179 | [6 empty] | 31 | 3.09 | 103.68 | 74.01 | Unknown | [16 empty] | 18.97% | 19.44%
62327 | Synergen Panorama CSG aka Panorama Solar Electric Facility | 2019-07-30 | 2019 | PJM | MD | 38.7724 | -76.9711 | 4.1749 | PV | c-Si | 6.6 | 5.001 | 1.3197 | Fixed Tilt | Fixed Tilt | 25 | 180 | [6 empty] | 38.17 | 4.89 |  |  | Investor-owned Utility | [16 empty] | 18.44% | 17.97%
62953 | Griffin Solar | 2019-11-30 | 2019 | ERCOT | TX | 31.4741 | -97.1358 | 4.7433 | PV | c-Si | 7.2 | 5.001 | 1.4397 | Tracking | Single Axis | Tracking | 181 | [6 empty] | 18.16 |  | 51.02 | 38.67 | Corporate | [16 empty] | 25.78% | 21.03%
62305 | Tipton Solar Park | 2019-07-30 | 2019 | MISO | IN | 40.2778 | -86.0736 | 3.9457 | PV | c-Si | 6.3 | 5.3 | 1.1887 | Tracking | Single Axis | Tracking | 180 | [6 empty] | 33.17 | 2.52 | 67.21 | 49.33 | Education | [13 empty] | 19.67% | 19.96% | 20.43% | 19.48% | 19.53%
62306 | IFF Union Beach Solar Project | 2019-06-30 | 2019 | PJM | NJ | 40.4457 | -74.1544 | 3.9162 | PV | c-Si | 6.799 | 5.5 | 1.2362 | Fixed Tilt | Fixed Tilt | 15 | 180 | [6 empty] | 28.79 | 5.68 | 155.12 | 108.02 | Unknown | [13 empty] | 16.52% | 14.84% | 18.58% | 16.31% | 18.32%
62268 | NorWest Energy 4 aka Bonanza | 2019-01-31 | 2019 | West (non-ISO) | OR | 42.2051 | -121.3529 | 4.7827 | PV | c-Si | 6.8 | 5.6 | 1.2143 | Tracking | Single Axis | Tracking | 180 | [6 empty] | 25.94 | 16.88 | 81.75 | 58.77 | Investor-owned Utility | [13 empty] | 23.96% | 19.65% | 23.14% | 20.02% | 19.38%
62582 | Newfield Community Solar | 2019-01-31 | 2019 | NYISO | NY | 42.3851 | -76.6005 | 3.7079 | PV | c-Si | 7.5 | 6 | 1.25 | Fixed Tilt | Fixed Tilt | 20 | 180 | [6 empty] | 32.12 | 9.79 | 83.66 | 61.55 | Unknown | [13 empty] | 16.59% | 16.12% | 17.02% | 16.48% | 15.77%
62931 | City of Pratt Solar (Pratt Solar Farm) | 2019-03-31 | 2019 | SPP | KS | 37.6549 | -98.7046 | 4.7407 | PV | c-Si | 7.67 | 6 | 1.2783 | Fixed Tilt | Fixed Tilt | 35 | 180 | [6 empty] | 23.45 | 25.55 | 58.51 | 43.84 | Public Utilities | 64.5532 | [12 empty] | 23.11% | 21.82% | 21.72% | 18.92% | 19.87%
64519 | Centinela State Prison | 2019-12-31 | 2019 | West (non-ISO) | CA | 32.8254 | -115.7749 | 5.6778 | PV | c-Si | 8.2 | 6 | 1.3667 | Tracking | Single Axis | Tracking | 180 | [6 empty] | 11.49 | 10.77 |  |  | Public Utilities | [13 empty] | 30.4% | 34.16% | 32.43% | 34.53% | 31.64%
64521 | Calipatria State Prison | 2019-12-31 | 2019 | West (non-ISO) | CA | 33.1665 | -115.4953 | 5.8933 | PV | c-Si | 8.2 | 6 | 1.3667 | Tracking | Single Axis | Tracking | 180 | [6 empty] | 11.46 | 11.1 |  |  | Unknown | [14 empty] | 32.77% | 32.66% | 33.9% | 31.31%
62942 | DG AMP Wadsworth 1048 | 2019-12-31 | 2019 | PJM | OH | 41.0127 | -81.7656 | 3.8102 | PV | c-Si | 8.6026 | 6.3 | 1.3655 | Tracking | Single Axis | Tracking | 180 | [6 empty] | 35.97 | 3.7 | 64.49 | 48.41 | Public Utilities | [13 empty] | 17.95% | 18.05% | 19.84% | 20.29% | 18.99%
62770 | IMPA Richmond 3 Solar Park | 2019-12-31 | 2019 | PJM | IN | 39.8394 | -84.8278 | 3.973 | PV | c-Si | 8.7 | 6.7 | 1.2985 | Tracking | Single Axis | Tracking | 180 | [6 empty] | 32.93 | 3.2 | 67.06 | 49.91 | Public Utilities | [13 empty] | 18.47% | 20.22% | 19.97% | 18.13% | 19.29%
62637 | Milford Solar Farm (NJ) | 2019-09-30 | 2019 | PJM | NJ | 40.6154 | -75.1566 | 3.932 | PV | c-Si | 8.9 | 7.5 | 1.1867 | Fixed Tilt | Fixed Tilt | 15 | 180 | [6 empty] | 27.45 | 5.88 | 119.84 | 85.09 | Investor-owned Utility | [13 empty] | 14.74% | 15.54% | 15.91% | 16.92% | 15.9%
61872 | Lampwick | 2019-11-30 | 2019 | ERCOT | TX | 30.8728 | -99.5352 | 5.0733 | PV | c-Si | 10.9 | 7.5 | 1.4533 | Tracking | Single Axis | Tracking | 180 | [6 empty] | 24.72 |  | 65.29 | 48.36 | Corporate | [13 empty] | 26.18% | 25.26% | 26.87% | 18.79% | 22.97%
61794 | Gateway Solar | 2019-05-31 | 2019 | PJM | MD | 38.3772 | -75.2748 | 4.2143 | PV | c-Si | 10 | 7.6 | 1.3158 | Tracking | Single Axis | Tracking | 181 | [6 empty] | 44.66 | 6.35 | 138.02 | 98.37 | Unknown | [13 empty] | 11.58% | 14.45% | 15.98% | 14.99% | 14.7%
62655 | HL Solar/Lassen | 2019-06-30 | 2019 | CAISO | CA | 40.3724 | -120.261 | 5.0394 | PV | c-Si | 9.308 | 7.6 | 1.2247 | Tracking | Single Axis | Tracking | 180 | [6 empty] | 24.37 | 14.27 | 96.46 | 69.64 | Public Utilities | [13 empty] | 16.91% | 10.52% | 18.02% | 16.44% | 17.17%
62638 | McCullough Road Solar Farm | 2019-06-30 | 2019 | PJM | NJ | 40.7573 | -74.9573 | 3.9208 | PV | c-Si | 10 | 7.6 | 1.3158 | Fixed Tilt | Fixed Tilt | 23 | 180 | [6 empty] | 27.35 | 5.5 | 110.81 | 78.52 | Unknown | [13 empty] | 19.25% | 19.17% | 20.48% | 19.93% | 19.57%
62484 | IMPA Crawfordsville 2 Solar Park | 2019-12-31 | 2019 | MISO | IN | 40.0536 | -86.8877 | 3.9821 | PV | c-Si | 10.367 | 7.9 | 1.3123 | Fixed Tilt | Fixed Tilt |  | 180 | [6 empty] | 31.61 | 2.22 | 71.34 | 53.39 | Public Utilities | [13 empty] | 16.69% | 18.08% | 16.46% |  | 18%
63869 | IBM Solar | 2019-07-30 | 2019 | West (non-ISO) | CO | 40.0917 | -105.1916 | 4.4952 | PV | c-Si | 9.7 | 8.1 | 1.1975 | Tracking | Single Axis | 52 | 180 | [6 empty] | 15.12 | 22.64 | 63.29 | 47.2 | Investor-owned Utility | [13 empty] | 21.66% | 21.65% | 21.47% | 19.45% | 14.97%
61974 | Diamond Solar II | 2019-06-30 | 2019 | Southeast (non-ISO) | SC | 33.7867 | -81.2688 | 4.5643 | PV | c-Si | 10.82 | 8.2 | 1.3195 | Tracking | Single Axis | Tracking | 180 | [6 empty] | 29.6 | 14.24 | 101.89 | 74.82 | Monopoly Investor-owned Utility | [13 empty] | 20.92% | 20.65% | 16.19% | 13.9% | 11.82%
59910 | KDC Solar PR1 (Six Flags Adventure Solar) | 2019-06-30 | 2019 | PJM | NJ | 40.1336 | -74.4224 | 4.0324 | PV | c-Si | 12.5 | 8.8 | 1.4205 | Fixed Tilt | Fixed Tilt | 15 | 180 | [6 empty] | 27.83 | 5.46 |  |  | Corporate | [17 empty] | 35.08%
64227 | Alexis Solar (GMP Azure Solar Park) | 2019-12-31 | 2019 | ERCOT | TX | 26.8884 | -98.2345 | 4.9346 | PV | c-Si | 14 | 9.5 | 1.4737 | Tracking | Single Axis | Tracking | 180 | [6 empty] | 34.87 |  |  |  | Investor-owned Utility | [13 empty] | 11.33% | 9.553% | 23.12% | 20.88% | 15.04%
63344 | Starvation (aka Starvation Ridge?) | 2019-12-31 | 2019 | West (non-ISO) | OR | 43.5033 | -119.1498 | 4.5844 | PV | c-Si | 15.3 | 9.9 | 1.5455 | Tracking | Single Axis | Tracking | 180 | [6 empty] | 30.64 | 10.96 | 70.94 | 51.58 | Investor-owned Utility | [13 empty] | 27.42% | 26.55% | 27.46% | 25.64% | 27.01%
62467 | Vista Solar Energy Center | 2019-03-31 | 2019 | West (non-ISO) | NM | 34.7411 | -106.6572 | 5.6191 | PV | c-Si | 12.8 | 10 | 1.28 | Tracking | Single Axis | Tracking | 180 | [6 empty] | 11.92 | 19.71 | 36.57 | 27.58 | Monopoly Investor-owned Utility | [13 empty] | 29.74% | 26.92% | 28.81% | 31.3% | 32.12%
65465 | Cinnaminson Landfill Solar | 2019-03-31 | 2019 | PJM | NJ | 40.0158 | -74.9835 | 3.9888 | PV | c-Si | 13 | 10 | 1.3 | Fixed Tilt | Fixed Tilt | 15 | 180 | [6 empty] | 29.02 | 5.44 |  |  | Unknown | [16 empty] | 19.55% | 19%
61875 | Cascade Solar (TX) | 2019-04-30 | 2019 | ERCOT | TX | 29.206 | -96.0274 | 4.6424 | PV | c-Si | 14.2 | 10 | 1.42 | Tracking | Single Axis | Tracking | 180 | [6 empty] | 19.77 |  | 62.16 | 46.41 | Corporate | [13 empty] | 20.86% | 20.67% | 23.86% | 24.33% | 19.66%
62597 | Rio De Oro Solar Energy Center | 2019-06-30 | 2019 | West (non-ISO) | NM | 34.6921 | -106.6893 | 5.6618 | PV | c-Si | 12.5 | 10 | 1.25 | Tracking | Single Axis | Tracking | 180 | [6 empty] | 11.88 | 19.99 | 38.92 | 29.29 | Monopoly Investor-owned Utility | [13 empty] | 27.66% | 26.92% | 31.2% | 31.74% | 26.22%
63027 | Mars Solar | 2019-08-31 | 2019 | ERCOT | TX | 27.4234 | -98.8301 | 5.0258 | PV | Thin-Film | 14.2 | 10 | 1.42 | Tracking | Single Axis | Tracking | 180 | [6 empty] | 28.64 |  | 55.32 | 41.31 | Public Utilities | [13 empty] | 24.9% | 28.19% | 23.07% | 26.27% | 23.35%
61840 | Hope Farm Solar | 2019-09-30 | 2019 | ISO-NE | RI | 41.7483 | -71.522 | 3.8457 | PV | c-Si | 12.6 | 10 | 1.26 | Fixed Tilt | Fixed Tilt | 25 | 171 | [6 empty] | 30.62 | 3.97 | 75.34 | 55.34 | Investor-owned Utility | [13 empty] | 19.04% | 17.76% | 19.45% | 18.17% | 18.27%
63081 | San Miguel I Solar Energy Center | 2019-09-30 | 2019 | West (non-ISO) | NM | 35.6343 | -105.1753 | 5.2828 | PV | c-Si | 12.8 | 10 | 1.28 | Tracking | Single Axis | Tracking | 180 | [6 empty] | 11.37 | 14.7 | 37.67 | 28.41 | Monopoly Investor-owned Utility | [13 empty] | 29% | 30.18% | 30.01% | 30.43% | 29.82%
63082 | San Miguel II Solar Energy Center | 2019-10-30 | 2019 | West (non-ISO) | NM | 35.6344 | -105.1755 | 5.2828 | PV | c-Si | 12.636 | 10 | 1.2636 | Tracking | Single Axis | Tracking | 180 | [6 empty] | 11.33 | 14.8 | 37.13 | 27.97 | Monopoly Investor-owned Utility | [13 empty] | 29.18% | 31.22% | 30.27% | 30.02% | 30.66%
62980 | Turquoise Liberty Solar (Turquoise 1) | 2019-11-30 | 2019 | West (non-ISO) | NV | 39.5812 | -119.5191 | 5.2311 | PV | Thin-Film | 11 | 10 | 1.1 | Tracking | Single Axis | Tracking | 179 | [6 empty] | 20.8 | 17.32 | 100.22 | 71.31 | Investor-owned Utility | 32.5461 | [13 empty] | 25.37% | 27.94% | 16.88% | 10.52%
63184 | Rio Rancho Solar Energy Center | 2019-12-31 | 2019 | West (non-ISO) | NM | 35.1048 | -106.4824 | 5.5623 | PV | c-Si | 12.5 | 10 | 1.25 | Tracking | Single Axis | Tracking | 180 | [6 empty] | 11.48 | 17.85 | 39.24 | 29.5 | Monopoly Investor-owned Utility | [13 empty] | 29.43% | 31.65% | 31.42% | 29.2% | 27.05%
60997 | Everett PV1 | 2019-12-31 | 2019 | PJM | NC | 35.8211 | -77.3096 | 4.4374 | PV | c-Si | 13 | 10 | 1.3 | Fixed Tilt | Fixed Tilt | 20 | 191 | [6 empty] | 26.79 | 3.29 | 47.01 | 35.63 | Monopoly Investor-owned Utility | [14 empty] | 22.29% | 18.69% | 22.06% | 26.93%
63301 | Garrett Solar (PSEG Lake County Solar Energy Center, FKA Lakeview Airport 10 Solar) | 2019-12-31 | 2019 | West (non-ISO) | OR | 42.1657 | -120.4092 | 4.7203 | PV | c-Si | 13.1 | 10 | 1.31 | Tracking | Single Axis | Tracking | 180 | [6 empty] | 25.4 | 16.81 | 77.43 | 55.12 | Investor-owned Utility | [13 empty] | 26.56% | 28.47% | 28.91% | 25.85% | 25.82%
61996 | Rankin Solar Center | 2019-12-31 | 2019 | Southeast (non-ISO) | SC | 34.2361 | -79.6545 | 4.5626 | PV | c-Si | 13.4 | 10 | 1.34 | Tracking | Single Axis | Tracking | 180 | [8 empty] | 70.4 | 51.49 | Monopoly Investor-owned Utility | [14 empty] | 23.3% | 22.95% | 21.81% | 21.22%
63505 | Cherry Blossom Solar | 2019-12-31 | 2019 | Southeast (non-ISO) | SC | 33.7622 | -79.458 | 4.6141 | PV | c-Si | 14.4 | 10 | 1.44 | Tracking | Single Axis | Tracking | 180 | [6 empty] | 20.7 | 9.19 | 45.57 | 35.36 | Monopoly Investor-owned Utility | [13 empty] | 23.65% | 23.43% | 23.51% | 23.84% | 21.32%
65467 | Pennsauken Brownfield Solar | 2019-04-30 | 2019 | PJM | NJ | 39.9648 | -75.0796 | 4.0332 | PV | c-Si | 15.2 | 12 | 1.2667 | Fixed Tilt | Fixed Tilt | 5 | 180 | [6 empty] | 29.2 | 5.73 |  |  | Unknown | [16 empty] | 15.05% | 15.08%
62792 | DG AMP Solar Piqua Manier | 2019-07-30 | 2019 | PJM | OH | 40.1304 | -84.2555 | 3.9253 | PV | c-Si | 13.2 | 12.625 | 1.0455 | Tracking | Single Axis | Tracking | 180 | [6 empty] | 35.29 | 3.17 | 60.99 | 44.63 | Public Utilities | [13 empty] | 19.17% | 19.95% | 20.25% | 19.56% | 19.62%
62989 | Whitetail Solar 1 (Roxbury Solar) | 2019-12-31 | 2019 | PJM | PA | 40.1392 | -77.6095 | 3.8981 | PV | c-Si | 18.307 | 13.5 | 1.3561 | Tracking | Single Axis | 52 | 180 | [6 empty] | 36.7 | 4.88 | 60.69 | 45.4 | Education | [13 empty] | 20.89% | 20.57% | 21.54% | 19.82% | 21.79%
64723 | Alton Road Solar (Southern Sky Renewable Energy RI-Alton Rd-Hopkinton) | 2019-12-31 | 2019 | ISO-NE | RI | 41.4118 | -71.7379 | 3.9226 | PV | c-Si | 17.553 | 13.875 | 1.2651 | Fixed Tilt | Fixed Tilt | 20 | 180 | [6 empty] | 31.43 | 4.2 | 72.46 | 53.13 | Unknown | [14 empty] | 20.01% | 20.04% | 19.56% | 19.39%
58281 | Lanikuhana Solar (Mililani II) | 2019-09-30 | 2019 | HI | HI | 21.4254 | -158.0207 | 5.0733 | PV | Thin-Film | 18 | 14.7 | 1.2245 | Tracking | Single Axis | Tracking | 180 | [6 empty] | 171.98 |  | 132.66 | 91.81 | Investor-owned Utility | 105.9198 | [12 empty] | 21.96% | 21.84% | 22.13% | 22.58% | 23.38%
62389 | Pasto Solar | 2019-09-30 | 2019 | NYISO | NY | 42.21 | -76.5238 | 3.7322 | PV | c-Si | 23.865 | 16 | 1.4916 | Fixed Tilt | Fixed Tilt | 20 | 180 | [6 empty] | 30.68 | 9.89 | 90.49 | 66.92 | Investor-owned Utility | [13 empty] | 18.94% | 18.44% | 18.97% | 16.06% | 16.56%
64108 | Gold Meadow Farms | 2019-05-31 | 2019 | ISO-NE | RI | 41.7342 | -71.528 | 3.8457 | PV | c-Si | 21.3 | 16.2 | 1.3148 | Fixed Tilt | Fixed Tilt | 25 | 180 | [6 empty] | 30.85 | 4.07 |  |  | Investor-owned Utility | [13 empty] | 20.62% | 19.65% | 20.69% | 19.35% | 19.66%
60510 | Two Mile Desert Project aka Hertford Solar | 2019-06-30 | 2019 | PJM | NC | 36.2234 | -76.4657 | 4.4351 | PV | c-Si | 21.0399 | 16.2 | 1.2988 | Fixed Tilt | Fixed Tilt | 15 | 169 | [6 empty] | 29.14 | 2.96 | 70.14 | 51.67 | Monopoly Investor-owned Utility | [13 empty] | 19.56% | 20.04% | 20.52% | 19.95% | 19.73%
62413 | Ellis Solar (North+South) | 2019-12-31 | 2019 | NYISO | NY | 42.4489 | -76.4338 | 3.6929 | PV | c-Si | 27 | 18 | 1.5 | Fixed Tilt | Fixed Tilt | 20 | 180 | [6 empty] | 32.02 | 10.12 | 104.76 | 78.18 | Unknown | [13 empty] | 18.47% | 17.87% | 17.83% | 10.38% | 12.97%
63031 | Gloucester Solar | 2019-04-30 | 2019 | PJM | VA | 37.442 | -76.4683 | 4.3109 | PV | c-Si | 27.8 | 19.9 | 1.397 | Tracking | Single Axis | Tracking | 191 | [6 empty] | 34.64 | 3.79 | 70.28 | 51.64 | Corporate | [13 empty] | 21.41% | 23.02% | 23.34% | 21.49% | 21.7%
59524 | Blackwell Solar Park | 2019-01-31 | 2019 | CAISO | CA | 35.6191 | -119.8539 | 5.3722 | PV | c-Si | 25 | 20 | 1.25 | Tracking | Single Axis | Tracking | 179 | [6 empty] | 6.71 | 13.71 | 64.08 | 47.03 | Investor-owned Utility | [13 empty] | 26.22% | 26.76% | 25.72% | 22.89% | 17.84%
61973 | Blackville Solar II | 2019-05-31 | 2019 | Southeast (non-ISO) | SC | 33.34 | -81.2607 | 4.6338 | PV | c-Si | 28 | 20 | 1.4 | Tracking | Single Axis | Tracking | 180 | [6 empty] | 29.61 | 14.22 | 76.34 | 56.86 | Monopoly Investor-owned Utility | [13 empty] | 24.06% | 21.52% | 19.41% | 14.93% | 17.7%
62017 | Riverhead Solar Farm | 2019-06-30 | 2019 | NYISO | NY | 40.923 | -72.7645 | 3.9273 | PV | c-Si | 22.9 | 20 | 1.145 | Tracking | Single Axis | Tracking | 180 | [6 empty] | 45.29 | 10.01 | 113.76 | 80.1 | Public Utilities | 170.6333 | [12 empty] | 17.51% | 19.04% | 19.68% | 17.36% | 18.75%
61265 | Antelope DSR 3 | 2019-09-30 | 2019 | CAISO | CA | 34.7369 | -118.3041 | 5.7812 | PV | c-Si | 25 | 20 | 1.25 | Tracking | Single Axis | Tracking | 180 | [6 empty] | 10.01 | 6.73 | 46.53 | 34.53 | Investor-owned Utility | [13 empty] | 32.48% | 33.68% | 19.76% | 20.65% | 32.83%
61987 | West Loch Solar One | 2019-11-30 | 2019 | HI | HI | 21.3381 | -158.0108 | 5.6001 | PV | c-Si | 28 | 20 | 1.4 | Fixed Tilt | Fixed Tilt | 15 | 180 | [6 empty] | 170.98 |  | 95.08 | 68.05 | Investor-owned Utility | [13 empty] | 22.09% | 21.21% | 21.82% | 22.44% | 20.76%
61778 | North Halifax | 2019-12-31 | 2019 | PJM | NC | 36.2106 | -77.6231 | 4.4232 | PV | c-Si | 26.9 | 20 | 1.345 | Tracking | Single Axis | Tracking | 181 | [6 empty] | 27.49 | 5.68 | 70.69 | 52.27 | Monopoly Investor-owned Utility | [13 empty] | 21.67% | 23.03% | 24.26% | 22.22% | 15.42%
59951 | Five Forks Solar | 2019-12-31 | 2019 | PJM | NC | 36.5169 | -78.0331 | 4.3874 | PV | c-Si | 25.9 | 20 | 1.295 | Tracking | Single Axis | Tracking | 180 | [6 empty] | 27.4 | 3.85 | 73.14 | 53.92 | Monopoly Investor-owned Utility | [13 empty] | 22.63% | 23.67% | 22.03% | 20.44% | 15.28%
59878 | Windhub Solar A | 2019-12-31 | 2019 | CAISO | CA | 35.0202 | -118.2875 | 5.7908 | PV | Thin-Film | 25 | 20 | 1.25 | Tracking | Single Axis | Tracking | 180 | [6 empty] | 10.19 | 8.33 | 49.56 | 36.64 | Investor-owned Utility | 45.0111 | [12 empty] | 28.2% | 28.6% | 25.57% | 25.43% | 26.51%
63668 | University Solar, LLC | 2019-12-31 | 2019 | ISO-NE | RI | 41.6152 | -71.6574 | 3.8908 | PV | c-Si | 28.4 | 24 | 1.1833 | Fixed Tilt | Fixed Tilt | 15 | 180 | [6 empty] | 30.92 | 5.19 | 73.92 | 55.77 | Investor-owned Utility | [13 empty] | 15.58% | 15.86% | 16.15% | 14.84% | 12.14%
62657 | DWW Solar ll (aka Tobacco Valley Solar) | 2019-12-31 | 2019 | ISO-NE | CT | 41.9037 | -72.797 | 3.8075 | PV | c-Si | 48.6 | 26.4 | 1.8409 | Fixed Tilt | Fixed Tilt | 20 | 180 | [6 empty] | 31.94 | 3.11 | 117.53 | 85.38 | Unknown | [13 empty] | 16.46% | 14.77% | 15.85% | 17.77% | 23.12%
61268b | Kayenta Solar 2 | 2019-08-31 | 2019 | West (non-ISO) | AZ | 36.7874 | -110.2404 | 5.4825 | PV | c-Si | 38.8 | 28 | 1.3857 | Tracking | Single Axis | Tracking | 180 | [8 empty] | 61.47 | 46.13 | Public Utilities | [13 empty] | 26.49% | 25.91% | 21.88% | 21.12% | 18.02%
62052 | Citizens Imperial Solar | 2019-08-31 | 2019 | West (non-ISO) | CA | 33.1903 | -115.4317 | 5.8933 | PV | c-Si | 39.4585 | 30 | 1.3153 | Tracking | Single Axis | Tracking | 180 | [6 empty] | 11.33 | 16.24 | 57.74 | 42.73 | Public Utilities | 29.9779 | [12 empty] | 30.2% | 29.22% | 27.38% | 24.57% | 19.1%
61655 | Bonnie Mine Solar | 2019-01-31 | 2019 | Southeast (non-ISO) | FL | 27.878 | -81.9167 | 5.0131 | PV | Thin-Film | 41.7 | 37.5 | 1.112 | Tracking | Single Axis | Tracking | 180 | [6 empty] | 16.7 | 22.09 | 70.04 | 51.38 | Monopoly Investor-owned Utility | [13 empty] | 20.53% | 21.82% | 18.52% | 16.31% | 17.56%
62376 | Grazing Yak Solar | 2019-11-30 | 2019 | West (non-ISO) | CO | 38.9778 | -104.2527 | 4.9866 | PV | c-Si | 47.25 | 39.5 | 1.1962 | Tracking | Single Axis | Tracking | 181 | [6 empty] | 15.11 | 33.66 | 41.33 | 31.39 | Unknown | 29.5123 | [12 empty] | 24.9% | 25.46% | 24.87% | 23.2% | 24.31%
62057 | SR Hazlehurst III | 2019-12-31 | 2019 | Southeast (non-ISO) | GA | 31.8325 | -82.6021 | 4.721 | PV | c-Si | 55.3 | 40 | 1.3825 | Tracking | Single Axis | Tracking | 180 | [6 empty] | 27.39 | 30.95 | 40.21 | 31.23 | Public Utilities | 29.593 | [12 empty] | 27.03% | 26.56% | 26.86% | 23.88% | 23.4%
63187 | Tallahassee Solar 2 (FL Solar 4) | 2019-12-31 | 2019 | Southeast (non-ISO) | FL | 30.3795 | -84.3574 | 4.7658 | PV | Thin-Film | 55 | 42 | 1.3095 | Fixed Tilt | Fixed Tilt | 25 | 180 | [8 empty] | 63.15 | 47.53 | Public Utilities | 44.2825 | [12 empty] | 19.93% | 16.82% | 19.98% | 19.03% | 17.58%
62541 | Lake Placid Solar Power Plant | 2019-12-31 | 2019 | Southeast (non-ISO) | FL | 27.3315 | -81.3684 | 5.0683 | PV | c-Si | 63 | 45 | 1.4 | Tracking | Single Axis | Tracking | 180 | PV+Storage | LIB | DC | 2023 | 17.3 | 36 | 19.61 | 37.88 | 71.54 | 53.62 | Monopoly Investor-owned Utility | [13 empty] | 24.52% | 14.51% | 19.74% | 16.05% | 17.94%
60024 | Waipio Solar (Waiwa PV) | 2019-09-30 | 2019 | HI | HI | 21.4553 | -157.9811 | 5.1272 | PV | Thin-Film | 59.9 | 45.9 | 1.305 | Tracking | Single Axis | Tracking | 180 | [6 empty] | 172.05 |  | 94.43 | 67.09 | Investor-owned Utility | 96.9221 | [12 empty] | 19.78% | 19.75% | 23.04% | 21.61% | 23.12%
62560 | Airport Solar | 2019-12-31 | 2019 | West (non-ISO) | OR | 42.1672 | -120.4083 | 4.7203 | PV | c-Si | 60.7 | 47.3 | 1.2833 | Tracking | Single Axis | Tracking | 180 | [6 empty] | 25.34 | 16.97 | 57.58 | 42.16 | Unknown | [13 empty] | 24.48% | 24.68% | 28.14% | 25.42% | 24.62%
60125 | Kawailoa Solar | 2019-09-19 | 2019 | HI | HI | 21.6196 | -158.0506 | 5.3296 | PV | Thin-Film | 62.7 | 48.75 | 1.2862 | Tracking | Single Axis | Tracking | 180 | Wind+PV | [5 empty] | 172.8 |  | 142.05 | 100.35 | Investor-owned Utility | 102.0477 | [12 empty] | 18.33% | 18.22% | 17.88% | 16.82% | 13.29%
61657 | Lake Hancock Solar | 2019-04-30 | 2019 | Southeast (non-ISO) | FL | 27.9297 | -81.8637 | 4.9989 | PV | Thin-Film | 58 | 49.6 | 1.1694 | Tracking | Single Axis | Tracking | 180 | [6 empty] | 16.66 | 20.17 | 59.63 | 43.97 | Monopoly Investor-owned Utility | [13 empty] | 19.13% | 21.82% | 21.52% | 20.66% | 21.17%
63579 | Britton Solar Energy Center | 2019-12-31 | 2019 | West (non-ISO) | NM | 35.0163 | -106.0984 | 5.4388 | PV | c-Si | 67.7 | 50 | 1.354 | Tracking | Single Axis | Tracking | 180 | [6 empty] | 11.95 | 17.25 | 35.89 | 27.2 | Monopoly Investor-owned Utility | 26.6571 | [12 empty] | 32.02% | 32.29% | 31.54% | 32.13% | 32.12%
62163 | SR Meridian III | 2019-12-31 | 2019 | Southeast (non-ISO) | MS | 32.4499 | -88.5534 | 4.6159 | PV | c-Si | 75 | 52.5 | 1.4286 | Tracking | Single Axis | Tracking | 180 | [6 empty] | 27.6 | 35.53 | 38.66 | 29.99 | Monopoly Investor-owned Utility | 40.0818 | [12 empty] | 26.99% | 25.94% | 27.84% | 26.93% | 26%
61666 | Peace Creek Solar | 2019-03-31 | 2019 | Southeast (non-ISO) | FL | 27.9145 | -81.8083 | 4.9989 | PV | Thin-Film | 64.8 | 55 | 1.1782 | Tracking | Single Axis | Tracking | 180 | [6 empty] | 16.59 | 22.04 | 64.58 | 47.61 | Monopoly Investor-owned Utility | [13 empty] | 21.28% | 22.87% | 20.53% | 18.96% | 18.66%
62399 | Sage Solar I-III | 2019-10-31 | 2019 | West (non-ISO) | UT | 41.77 | -111.0614 | 4.5124 | PV | Thin-Film | 76.3 | 57.6 | 1.3247 | Tracking | Single Axis | Tracking | 180 | [6 empty] | 21.16 | 21.97 | 57.07 | 41.83 | Investor-owned Utility | [13 empty] | 29.42% | 23.94% | 24.85% | 24.37% | 27.6%
61656 | Grange Hall Solar | 2019-01-31 | 2019 | Southeast (non-ISO) | FL | 27.6815 | -82.2068 | 4.9986 | PV | Thin-Film | 71.4 | 61.1 | 1.1686 | Tracking | Single Axis | Tracking | 180 | [6 empty] | 16.58 | 19.55 | 62.6 | 46.23 | Monopoly Investor-owned Utility | [13 empty] | 22.15% | 22.97% | 20.93% | 17.86% | 19.45%
62678 | Crooked Run | 2019-12-31 | 2019 | Southeast (non-ISO) | NC | 34.6825 | -77.9833 | 4.4984 | PV | Thin-Film | 105.6053 | 70.1 | 1.5065 | Tracking | Single Axis | Tracking | 204 | [6 empty] | 20.8 | 9.06 | 59.9 | 45.08 | Monopoly Investor-owned Utility | [13 empty] | 22.21% | 23.67% | 23.25% | 21.97% | 22.69%
61701 | Seabrook Solar | 2019-12-31 | 2019 | Southeast (non-ISO) | SC | 32.5649 | -80.7314 | 4.7097 | PV | Thin-Film | 93 | 72.5 | 1.2828 | Tracking | Single Axis | Tracking | 182 | [6 empty] | 29.53 | 27.72 | 75.38 | 56.22 | Monopoly Investor-owned Utility | [13 empty] | 23.55% | 23.77% | 21.19% | 16.41% | 12.08%
61763 | FPL Sunshine Gateway Solar Energy Center | 2019-01-31 | 2019 | Southeast (non-ISO) | FL | 30.2798 | -82.7797 | 4.7771 | PV | c-Si | 113.24 | 74.5 | 1.52 | Fixed Tilt | Fixed Tilt | 20 | 195 | PV+Storage | LIB | AC | 2021 | 30 | 75 | 26.96 | 20.49 | 52.67 | 40.67 | Monopoly Investor-owned Utility | [13 empty] | 23.28% | 22.04% | 23.06% | 21.51% | 20.35%
61768 | FPL Interstate Solar Energy Center | 2019-01-31 | 2019 | Southeast (non-ISO) | FL | 27.4887 | -80.4431 | 4.9338 | PV | c-Si | 113.24 | 74.5 | 1.52 | Fixed Tilt | Fixed Tilt | 20 | 195 | [6 empty] | 26.8 | 23.28 | 49.98 | 38.78 | Monopoly Investor-owned Utility | [13 empty] | 23.21% | 23.77% | 22.35% | 22.51% | 20.8%
61767 | FPL Pioneer Trail Solar Energy Center | 2019-01-31 | 2019 | Southeast (non-ISO) | FL | 29.0126 | -81.1005 | 4.8071 | PV | c-Si | 113.24 | 74.5 | 1.52 | Fixed Tilt | Fixed Tilt | 20 | 195 | [6 empty] | 27.05 | 22.19 | 59.45 | 45.84 | Monopoly Investor-owned Utility | [13 empty] | 22.21% | 22.32% | 20.66% | 20.05% | 16.97%
61766 | FPL Miami Dade Solar Energy Center | 2019-01-31 | 2019 | Southeast (non-ISO) | FL | 25.6446 | -80.4878 | 4.9811 | PV | c-Si | 113.24 | 74.5 | 1.52 | Fixed Tilt | Fixed Tilt | 20 | 195 | [6 empty] | 27.07 | 25.91 | 50.84 | 39.57 | Monopoly Investor-owned Utility | [13 empty] | 23.42% | 23.26% | 22.03% | 21.05% | 20%
61663 | Lithia Solar | 2019-01-31 | 2019 | Southeast (non-ISO) | FL | 27.7533 | -82.1647 | 5.0125 | PV | Thin-Film | 87.2 | 74.5 | 1.1705 | Tracking | Single Axis | Tracking | 180 | [6 empty] | 16.56 | 20.24 | 61.8 | 45.53 | Monopoly Investor-owned Utility | [13 empty] | 21.9% | 23.38% | 22.68% | 19.31% | 19.53%
62679 | Palmetto Plains Solar Project | 2019-07-30 | 2019 | Southeast (non-ISO) | SC | 33.3467 | -80.7021 | 4.636 | PV | Thin-Film | 106 | 74.9 | 1.4152 | Tracking | Single Axis | Tracking | 180 | [6 empty] | 29.54 | 19.69 | 64.04 | 48.19 | Monopoly Investor-owned Utility | [13 empty] | 24% | 24.38% | 21.12% | 19.66% | 17.98%
61790 | Shaw Creek Solar | 2019-10-31 | 2019 | Southeast (non-ISO) | SC | 33.6757 | -81.748 | 4.5761 | PV | c-Si | 108.6 | 74.9 | 1.4499 | Tracking | Single Axis | Tracking | 180 | [6 empty] | 29.93 | 15.18 | 51.12 | 38.43 | Monopoly Investor-owned Utility | 34.0082 | [12 empty] | 25.2% | 25.85% | 26.38% | 26.06% | 25.14%
62543 | Trenton Solar Power Plant | 2019-12-31 | 2019 | Southeast (non-ISO) | FL | 29.6351 | -82.8431 | 4.8228 | PV | c-Si | 104.9 | 74.9 | 1.4005 | Tracking | Single Axis | Tracking | 181 | [6 empty] | 19.8 | 33.98 | 54.44 | 41.02 | Monopoly Investor-owned Utility | [13 empty] | 25.81% | 24.64% | 25.23% | 21.48% | 22.05%
63076 | Gutenberg Solar | 2019-10-31 | 2019 | PJM | NC | 36.452 | -77.5371 | 4.4007 | PV | Thin-Film | 119 | 79.9 | 1.4894 | Tracking | Single Axis | Tracking | 180 | [6 empty] | 27.88 | 3.89 | 69.91 | 51.84 | Investor-owned Utility | [13 empty] | 21.79% | 25.15% | 22.87% | 20.15% | 21.79%
62544 | Wilkinson Solar | 2019-12-31 | 2019 | PJM | NC | 35.5931 | -76.7613 | 4.4103 | PV | c-Si | 95.9 | 80.6 | 1.1898 | Tracking | Single Axis | Tracking | 172.7 | [6 empty] | 28.5 | 3.83 | 72.23 | 52.31 | Corporate | [13 empty] | 19.9% | 23.72% | 23.42% | 21.13% | 19.99%
60491 | Springbok 3 Solar Farm | 2019-07-30 | 2019 | West (non-ISO) | CA | 35.2708 | -118.0043 | 5.8451 | PV | c-Si | 121 | 90 | 1.3444 | Tracking | Single Axis | Tracking | 179 | PV+Storage | Lithium-Ion | AC | 2019 | 1.5 | 1.5 | 9.28 | 16.23 | 81.17 | 57.14 | Public Utilities | 44.225 | [12 empty] | 30.68% | 30.28% | 29.71% | 29.67% | 31.2%
60324 | Willow Springs Solar | 2019-01-31 | 2019 | CAISO | CA | 34.8326 | -118.3289 | 5.7758 | PV | Thin-Film | 125.7 | 100 | 1.257 | Tracking | Single Axis | Tracking | 180 | [6 empty] | 10.15 | 8.19 | 53.97 | 39.47 | Investor-owned Utility | [13 empty] | 26.72% | 28.03% | 26.02% | 27.12% | 26.97%
61611 | Techren Solar I | 2019-03-31 | 2019 | West (non-ISO) | NV | 35.8513 | -114.9744 | 5.478 | PV | c-Si | 132 | 100 | 1.32 | Tracking | Single Axis | Tracking | 180 | [6 empty] | 10.55 | 11.14 | 56.27 | 41.77 | Corporate | 37.6103 | [12 empty] | 28.61% | 26.96% | 24.6% | 22.09% | 22.71%
62004 | San Pablo Raceway | 2019-08-31 | 2019 | CAISO | CA | 34.7228 | -118.2808 | 5.8114 | PV | c-Si | 132 | 100 | 1.32 | Tracking | Single Axis | Tracking | 180 | [6 empty] | 10.21 | 7.57 | 40.68 | 30.63 | Public Utilities | 32.5967 | [12 empty] | 31.51% | 34.09% | 29.16% | 26.95% | 29.22%
62415 | West of the Pecos Solar | 2019-12-31 | 2019 | ERCOT | TX | 31.8424 | -102.86 | 5.5685 | PV | c-Si | 130.6519 | 100 | 1.3065 | Tracking | Single Axis | Tracking | 180 | [6 empty] | 22.83 |  | 38.66 | 29.5 | Corporate | [13 empty] | 28.15% | 28.79% | 29.46% | 26.3% | 26.66%
59826 | Sunshine Valley Solar | 2019-12-31 | 2019 | CAISO | NV | 36.5162 | -116.5059 | 5.6937 | PV | Thin-Film | 126 | 100 | 1.26 | Tracking | Single Axis | Tracking | 180 | [6 empty] | 3.98 | 7.87 | 52.45 | 38.5 | Investor-owned Utility | 42.1586 | [12 empty] | 21.73% | 24.58% | 26.67% | 24.71% | 29.63%
62448 | Lapetus 2 (second phase) | 2019-12-31 | 2019 | ERCOT | TX | 32.4594 | -102.6803 | 5.4764 | PV | c-Si | 135.3 | 100.7 | 1.3436 | Tracking | Single Axis | Tracking | 180 | [6 empty] | 22.28 |  | 68.73 | 50.13 | Public Utilities | [13 empty] | 28.41% | 24.45% | 25.76% | 21.73% | 21.85%
62367 | SR Arlington II (Bancroft Station Solar Farm) | 2019-11-30 | 2019 | Southeast (non-ISO) | GA | 31.4155 | -84.8307 | 4.7441 | PV | c-Si | 139.7 | 102.5 | 1.3629 | Tracking | Single Axis | Tracking | 180 | [6 empty] | 27.76 | 35.06 | 40.1 | 31.18 | Corporate | 24.3838 | [12 empty] | 24.53% | 24.6% | 24.28% | 23.12% | 24.7%
62288 | Valentine Solar | 2019-11-30 | 2019 | CAISO | CA | 34.9042 | -118.3836 | 5.8249 | PV | Thin-Film | 132 | 111.2 | 1.1871 | Tracking | Single Axis | Tracking | 180 | [6 empty] | 32.58 | 8.26 | 50.8 | 37.12 | Investor-owned Utility | [13 empty] | 25.96% | 26.97% | 25.27% | 25.27% | 29.6%
62375 | Dougherty County Solar | 2019-12-31 | 2019 | Southeast (non-ISO) | GA | 31.5148 | -84.0402 | 4.7383 | PV | c-Si | 174 | 120 | 1.45 | Tracking | Single Axis | Tracking | 180 | [6 empty] | 27.59 | 34.02 | 47.06 | 35.75 | Monopoly Investor-owned Utility | 28.7153 | [12 empty] | 26.21% | 26.11% | 27.43% | 25.66% | 24.96%
61985 | Colonial Trail West | 2019-12-31 | 2019 | PJM | VA | 37.1526 | -76.9017 | 4.3265 | PV | c-Si | 210.9 | 142.4 | 1.481 | Tracking | Single Axis | Tracking | 181 | [6 empty] | 37.51 | 3.92 | 68.39 | 50.69 | Unknown | [13 empty] | 24.09% | 21.74% | 22.05% | 20.86% | 22.53%
60034 | California Flats Solar 2 (CA Flats Solar 150) | 2019-02-28 | 2019 | CAISO | CA | 35.8659 | -120.3153 | 5.4431 | PV | Thin-Film | 201 | 150 | 1.34 | Tracking | Single Axis | Tracking | 180 | [6 empty] | 6.96 | 9.92 | 86.16 | 61.21 | Investor-owned Utility | [13 empty] | 28.09% | 29.04% | 26.18% | 23.2% | 24.71%
59879 | North Rosamond Solar | 2019-06-30 | 2019 | CAISO | CA | 34.8466 | -118.3759 | 5.7758 | PV | Thin-Film | 182.5 | 150 | 1.2167 | Tracking | Single Axis | Tracking | 180 | [6 empty] | 9.63 | 7.41 | 72.09 | 51.17 | Investor-owned Utility | [13 empty] | 26.69% | 26.43% | 25.2% | 25.86% | 29.81%
62584 | Quitman Solar | 2019-12-31 | 2019 | Southeast (non-ISO) | GA | 30.849 | -83.6433 | 4.7778 | PV | c-Si | 225 | 150 | 1.5 | Tracking | Single Axis | Tracking | 180 | [6 empty] | 27.23 | 31.04 | 45.48 | 34.84 | Monopoly Investor-owned Utility | 28.8638 | [12 empty] | 26.91% | 25.5% | 26.83% | 26.26% | 25.08%
61930 | Techren Solar II | 2019-10-31 | 2019 | West (non-ISO) | NV | 35.8673 | -114.9564 | 5.478 | PV | c-Si | 249.9 | 200 | 1.2495 | Tracking | Single Axis | Tracking | 180 | [6 empty] | 10.54 | 11.1 | 34.29 | 26.09 | Investor-owned Utility | 34.4679 | [12 empty] | 30.03% | 31.68% | 31.92% | 30.59% | 28.64%
59525 | Wright Solar Park | 2019-12-31 | 2019 | CAISO | CA | 37.0094 | -120.9572 | 5.2236 | PV | c-Si | 237.3 | 200 | 1.1865 | Tracking | Single Axis | Tracking | 180 | [6 empty] | 9.66 | 12.12 | 42.68 | 32.3 | Public Utilities | 31.7777 | [12 empty] | 27.75% | 28.69% | 27.47% | 26.41% | 19.23%
61906 | Phoebe Solar | 2019-11-30 | 2019 | ERCOT | TX | 31.8434 | -102.8683 | 5.5685 | PV | Thin-Film | 315 | 250 | 1.26 | Tracking | Single Axis | Tracking | 180 | [6 empty] | 23.04 |  | 56.47 | 41.56 | Corporate | [13 empty] | 27.99% | 25.04% | 23.83% | 24.07% | 23.59%
62999 | Finchville Solar Hybrid CSG | 2020-10-31 | 2020 | NYISO | NY | 41.4553 | -74.5494 | 3.8438 | PV | c-Si | 6.8141 | 5.001 | 1.3626 | Fixed Tilt | Fixed Tilt | 25 | 220 | PV+Storage | Lithium-Ion | DC | 2020 | 1.92 | 4.4 | 34.02 | 9.82 | 98.71 | 71.7 | Investor-owned Utility | [16 empty] | 17.19% | 13.58%
64432 | Breckenridge Solar | 2020-11-30 | 2020 | ISO-NE | MA | 42.1748 | -72.3113 | 3.8037 | PV | c-Si | 5.4 | 5.001 | 1.0798 | Fixed Tilt | Fixed Tilt | 25 | 180 | PV+Storage | LIB | AC | 2020 | 2.2 | 4.7 | 30.86 | 3.02 | 121.85 | 85.41 | Investor-owned Utility | [16 empty] | 16.15% | 15.39%
63341 | Owlville Creek Solar | 2020-12-31 | 2020 | NYISO | NY | 43.0787 | -75.7829 | 3.6632 | PV | c-Si | 6.7233 | 5.001 | 1.3444 | Tracking | Single Axis | Tracking | 180 | PV+Storage | LIB | DC | 2022 | 3 | 12.8 | 31.65 | 9.98 |  |  | Unknown | [16 empty] | 19.16% | 19.18%
63340 | Owlville Creek Solar 2 | 2020-12-31 | 2020 | NYISO | NY | 43.0783 | -75.7775 | 3.6632 | PV | c-Si | 6.4735 | 5.001 | 1.2944 | Tracking | Single Axis | Tracking | 180 | PV+Storage | LIB | DC | 2022 | 3 | 12.8 | 31.63 | 9.96 |  |  | Unknown | [16 empty] | 16.56%
63337 | Lansing Renewables, LLC | 2020-11-30 | 2020 | NYISO | NY | 42.5925 | -76.5656 | 3.6191 | PV | c-Si | 6.7732 | 5.001 | 1.3544 | Tracking | Single Axis | Tracking | 180 | PV+Storage | LIB | DC | 2022 | 3 | 10 | 32.51 | 9.96 | 113.52 | 80.51 | Unknown | [16 empty] | 17.56% | 18.44%
63499 | Choctaw Nation Solar Farm | 2020-07-30 | 2020 | SPP | OK | 33.9713 | -96.434 | 4.6402 | PV | c-Si | 6.1 | 5.001 | 1.2198 | Tracking | Single Axis | Tracking | 180 | [6 empty] | 68.04 | 29.58 | 58.37 | 42.75 | Other | [16 empty] | 22.19% | 21.24%
63500 | Chickasaw Nation Solar Farm | 2020-07-30 | 2020 | SPP | OK | 34.4789 | -97.106 | 4.6663 | PV | c-Si | 6.1 | 5.001 | 1.2198 | Tracking | Single Axis | Tracking | 180 | [6 empty] | 41.83 | 28.55 | 49.64 | 36.57 | Other | [16 empty] | 24.39% | 23.99%
62731 | Middleton Municipal Airport Solar (Morey Field) | 2020-07-30 | 2020 | MISO | WI | 43.1163 | -89.5324 | 3.845 | PV | c-Si | 6.3 | 5.001 | 1.2597 | Tracking | Single Axis | Tracking | 180 | [6 empty] | 26.5 | 2.47 | 72.35 | 53.03 | Education | [16 empty] | 17.56% | 18.65%
62332 | Blue Star (Part of Phoenix Solar Portfolio) | 2020-03-31 | 2020 | PJM | MD | 39.3135 | -75.8313 | 4.1143 | PV | c-Si | 7.7 | 6 | 1.2833 | Tracking | Single Axis | Tracking | 181 | [6 empty] | 32.21 | 8.52 | 74.44 | 53.36 | Education | [14 empty] | 24.09% | 24.27% | 22.93% | 21.73%
64152 | SR Rattlesnake II (Rattlesnake II Solar Farm) | 2020-12-31 | 2020 | West (non-ISO) | CO | 40.1839 | -104.6914 | 4.8135 | PV | Thin-Film | 8.9 | 6 | 1.4833 | Tracking | Single Axis | Tracking | 180 | [6 empty] | 15.78 | 34.36 | 48.56 | 35.85 | Public Utilities | [14 empty] | 30.5% | 30.78% | 29.6% | 29.12%
62211 | Denmark Solar | 2020-12-31 | 2020 | Southeast (non-ISO) | SC | 33.3494 | -81.1421 | 4.6267 | PV | c-Si | 8.6 | 6 | 1.4333 | Tracking | Single Axis | Tracking | 180 | [6 empty] | 29.58 | 14.68 | 58.52 | 43.2 | Monopoly Investor-owned Utility | [14 empty] | 25.56% | 24.18% | 24.84% | 22.58%
63452 | Solvay Solar (West Deptford Solar Farm) | 2020-01-31 | 2020 | PJM | NJ | 39.8486 | -75.2102 | 4.0215 | PV | c-Si | 7.9 | 6.5 | 1.2154 | Tracking | Single Axis | Tracking | 161 | [6 empty] | 29.55 | 7.08 | 104.05 | 74.37 | Corporate | [14 empty] | 17.26% | 17.99% | 16.98% | 14.12%
63756 | Omtanke Solar | 2020-03-31 | 2020 | Southeast (non-ISO) | SC | 33.1321 | -80.2624 | 4.6213 | PV | c-Si | 8.5 | 6.5 | 1.3077 | Fixed Tilt | Fixed Tilt | 20 | 195.5745 | [8 empty] | 58.38 | 44.11 | Public Utilities | [14 empty] | 19.01% | 18.32% | 18.2% | 17.38%
63136 | Hopkins Hill CSG | 2020-11-30 | 2020 | ISO-NE | RI | 41.6157 | -71.5681 | 3.8929 | PV | c-Si | 9.6 | 6.6 | 1.4545 | Fixed Tilt | Fixed Tilt | 25 | 180 | [6 empty] | 31.4 | 3.99 |  |  | Non-IOU Retailer | [14 empty] | 17.71% | 16.46% | 18.24% | 16.27%
6081 | Stony Brook | 2020-12-31 | 2020 | ISO-NE | MA | 42.2016 | -72.4919 | 3.7736 | PV | Thin-Film | 10.4 | 6.9 | 1.5072 | Fixed Tilt | Fixed Tilt | 20 | 166 | [10 empty] | Unknown
64525 | Troupsburg | 2020-12-31 | 2020 | NYISO | NY | 42.0255 | -77.5572 | 3.7473 | PV | c-Si | 8.7 | 7 | 1.2429 | Fixed Tilt | Fixed Tilt | 30 | 180 | [6 empty] | 30.45 | 9.75 | 95.09 | 70.23 | Unknown | [14 empty] | 12.78% | 13.64% | 13.45% | 11.67%
63973 | Cardinal Solar | 2020-12-31 | 2020 | Southeast (non-ISO) | SC | 34.1998 | -79.3859 | 4.5948 | PV | c-Si | 10.1 | 7.02 | 1.4387 | Tracking | Single Axis | Tracking | 180 | [6 empty] | 20.78 | 9.49 | 73.79 | 52.76 | Monopoly Investor-owned Utility | [14 empty] | 26.06% | 27.06% | 26.55% | 26.24%
62791 | IMPA Richmond 4 Solar Park | 2020-10-31 | 2020 | PJM | IN | 39.8642 | -84.9283 | 3.9642 | PV | c-Si | 9.343 | 7.05 | 1.3252 | Tracking | Single Axis | Tracking | 180 | [6 empty] | 32.95 | 3.26 | 53.25 | 39.87 | Public Utilities | [14 empty] | 21.32% | 21.86% | 20.96% | 21.54%
62766 | IMPA Scottsburg Solar Park | 2020-10-31 | 2020 | MISO | IN | 38.662 | -85.7855 | 4.1153 | PV | c-Si | 9.748 | 7.1 | 1.373 | Tracking | Single Axis | Tracking | 180 | [6 empty] | 33.34 | 2.37 | 58.67 | 43.9 | Public Utilities | [14 empty] | 21.11% | 21.19% | 19.85% | 19.99%
61918 | Blackville Solar Farm, LLC | 2020-12-31 | 2020 | Southeast (non-ISO) | SC | 33.3485 | -81.2641 | 4.6338 | PV | c-Si | 10.05 | 7.2 | 1.3958 | Tracking | Single Axis | Tracking | 180 | [6 empty] | 29.62 | 14.01 | 54.2 | 40.02 | Monopoly Investor-owned Utility | [14 empty] | 24.88% | 25.39% | 24.77% | 25.06%
63150 | Pohatcong Solar Farm | 2020-01-31 | 2020 | PJM | NJ | 40.6697 | -75.1648 | 3.932 | PV | c-Si | 9.993 | 8 | 1.2491 | Fixed Tilt | Fixed Tilt | 25 | 180 | [6 empty] | 27.29 | 5.4 | 110.25 | 78.27 | Investor-owned Utility | [14 empty] | 16.77% | 18.28% | 18.03% | 15.46%
63416 | Sierra Pacific Industries (2042-RD) | 2020-05-31 | 2020 | CAISO | CA | 40.1216 | -122.1931 | 4.9519 | PV | c-Si | 11.03 | 8.4 | 1.3131 | Fixed Tilt | Fixed Tilt | 25 | 181 | [6 empty] | 24.83 | 11.05 | 53.01 | 39.39 | Corporate | [14 empty] | 23.41% | 24.22% | 22.54% | 22.12%
63149 | Franklin Solar | 2020-01-31 | 2020 | PJM | NJ | 40.7251 | -75.0596 | 3.9165 | PV | c-Si | 9.9968 | 8.8 | 1.136 | Fixed Tilt | Fixed Tilt | 25 | 180 | [6 empty] | 27.36 | 5.17 | 95.25 | 67.78 | Unknown | [14 empty] | 16.68% | 17.61% | 17.25% | 17.1%
63566 | HWY 158 PV | 2020-10-31 | 2020 | PJM | NC | 36.4242 | -77.0745 | 4.3886 | PV | c-Si | 12 | 9 | 1.3333 | Tracking | Single Axis | Tracking | 180 | [6 empty] | 27.96 | 3.86 | 89.74 | 63.36 | Monopoly Investor-owned Utility | [14 empty] | 24.84% | 24.28% | 23.28% | 23.99%
64080 | Dane County Airport Solar | 2020-12-31 | 2020 | MISO | WI | 43.1606 | -89.3274 | 3.8425 | PV | c-Si | 11.4 | 9 | 1.2667 | Tracking | Single Axis | Tracking | 180 | [6 empty] | 27.83 | 2.49 | 55.06 | 40.64 | Public Utilities | [14 empty] | 21.17% | 21.65% | 22.99% | 22.42%
63503 | Lakehurst Solar | 2020-03-31 | 2020 | PJM | NJ | 40.0248 | -74.3108 | 4.0054 | PV | c-Si | 14.4 | 9.6 | 1.5 | Fixed Tilt | Fixed Tilt | 20 | 180 | [6 empty] | 29.2 | 4.82 | 113.91 | 80.89 | Unknown | [14 empty] | 18.21% | 17.25% | 18.92% | 21.12%
62793 | IMPA Crawfordsville 5 Solar Park | 2020-09-30 | 2020 | MISO | IN | 40.0132 | -86.8587 | 3.9821 | PV | c-Si | 13.235 | 9.8 | 1.3505 | Tracking | Single Axis | Tracking | 180 | [6 empty] | 32.58 | 2.47 | 56.63 | 42.28 | Public Utilities | [14 empty] | 21.97% | 21.5% | 21.03% | 20.59%
65389 | Midway Green Solar | 2020-12-31 | 2020 | Southeast (non-ISO) | SC | 34.7048 | -81.6602 | 4.56 | PV | c-Si | 14.6 | 9.8 | 1.4898 | Tracking | Single Axis | Tracking | 180 | [6 empty] | 23.67 | 36.5 | 45.24 | 34.53 | Monopoly Investor-owned Utility | [14 empty] | 25.57% | 25.34% | 24.54% | 23.87%
63636 | Fort Rock Solar I (Obsidian Solar Energy Center) | 2020-03-31 | 2020 | West (non-ISO) | OR | 43.3182 | -121.0052 | 4.6537 | PV | c-Si | 14.9 | 9.9 | 1.5051 | Tracking | Single Axis | Tracking | 180 | [6 empty] | 30.68 | 10.15 | 77.16 | 54.94 | Investor-owned Utility | [14 empty] | 29.34% | 26.75% | 27.48% | 28.42%
63520 | PA Solar Park II | 2020-01-31 | 2020 | PJM | PA | 40.8604 | -75.8523 | 3.8494 | PV | c-Si | 11.5 | 10 | 1.15 | Fixed Tilt | Fixed Tilt | 25 | 180 | [6 empty] | 26.55 | 4.69 | 97.21 | 69.41 | Investor-owned Utility | [14 empty] | 14.08% | 18.27% | 14% | 17.64%
63331 | Firwood Solar | 2020-02-28 | 2020 | West (non-ISO) | OR | 45.3794 | -122.2317 | 3.4777 | PV | c-Si | 15.2 | 10 | 1.52 | Tracking | Single Axis | Tracking | 179 | [8 empty] | 107.54 | 76.33 | Investor-owned Utility | [14 empty] | 21.4% | 20.88% | 22.41% | 20.18%
63330 | Duus Solar (Pollinator Solar) | 2020-02-28 | 2020 | West (non-ISO) | OR | 45.3184 | -122.3309 | 3.5413 | PV | c-Si | 15.2 | 10 | 1.52 | Tracking | Single Axis | Tracking | 179 | [8 empty] | 108.21 | 76.75 | Investor-owned Utility | [14 empty] | 22.39% | 19.53% | 21.94% | 21.05%
63926 | Fort Rock IV (Obsidian Solar Energy Center) | 2020-06-30 | 2020 | West (non-ISO) | OR | 43.3951 | -120.9518 | 4.6203 | PV | c-Si | 15.1 | 10 | 1.51 | Tracking | Single Axis | Tracking | 180 | [6 empty] | 26.39 | 10.34 | 81.71 | 58.22 | Investor-owned Utility | [14 empty] | 28.21% | 23.34% | 25.89% | 27.36%
63796 | West Hines Solar I | 2020-06-30 | 2020 | West (non-ISO) | OR | 43.5033 | -119.1489 | 4.5844 | PV | c-Si | 15.3446 | 10 | 1.5345 | Tracking | Single Axis | Tracking | 181 | [6 empty] | 30.64 | 10.93 | 77.56 | 55.55 | Investor-owned Utility | [14 empty] | 26.9% | 28.09% | 26.43% | 25.48%
63795 | Alkali Solar | 2020-06-30 | 2020 | West (non-ISO) | OR | 43.3187 | -121.0048 | 4.6537 | PV | c-Si | 15.1373 | 10 | 1.5137 | Tracking | Single Axis | Tracking | 180 | [6 empty] | 30.7 | 10.17 | 71.42 | 51.12 | Investor-owned Utility | [14 empty] | 29.02% | 28.49% | 27.64% | 28.88%
63779 | Rock Garden Solar | 2020-06-30 | 2020 | West (non-ISO) | OR | 43.3952 | -120.9522 | 4.6203 | PV | c-Si | 14.9 | 10 | 1.49 | Tracking | Single Axis | Tracking | 180 | [6 empty] | 26.36 | 10.27 | 74.18 | 53.01 | Investor-owned Utility | [14 empty] | 28.81% | 27.36% | 26.52% | 27.96%
63778 | Suntex Solar | 2020-07-30 | 2020 | West (non-ISO) | OR | 43.5535 | -119.6871 | 4.575 | PV | c-Si | 15.3 | 10 | 1.53 | Tracking | Single Axis | Tracking | 180 | [6 empty] | 30.85 | 10.59 | 74.5 | 53.44 | Investor-owned Utility | [14 empty] | 28.86% | 28.39% | 23.65% | 28.09%
63925 | Riley | 2020-07-30 | 2020 | West (non-ISO) | OR | 43.5567 | -119.6772 | 4.575 | PV | c-Si | 15.3 | 10 | 1.53 | Tracking | Single Axis | Tracking | 180 | [6 empty] | 30.61 | 10.65 | 84.89 | 60.39 | Investor-owned Utility | [14 empty] | 27.09% | 26.09% | 25.82% | 26.18%
61200 | OR Solar 2 (Agate Bay Solar) | 2020-10-31 | 2020 | West (non-ISO) | OR | 42.5218 | -122.828 | 4.4901 | PV | c-Si | 12.8 | 10 | 1.28 | Tracking | Single Axis | Tracking | 180 | [6 empty] | 25.69 | 17.68 | 99.69 | 70.51 | Investor-owned Utility | [14 empty] | 22.42% | 25.43% | 24.36% | 14.51%
62912 | Solar Hagerstown (aka Holcim Hagerstown) | 2020-11-30 | 2020 | PJM | MD | 39.6478 | -77.678 | 4.0337 | PV | c-Si | 13.22 | 10 | 1.322 | Tracking | Single Axis | Tracking | 180 | [6 empty] | 38.29 | 3.02 | 83.55 | 60.33 | Investor-owned Utility | [14 empty] | 20.9% | 20.12% | 19.62% | 18.14%
64079 | Catan Solar | 2020-12-31 | 2020 | ERCOT | TX | 28.8716 | -97.6969 | 4.759 | PV | Thin-Film | 13.5 | 10 | 1.35 | Tracking | Single Axis | Tracking | 180 | [6 empty] | 24.46 |  | 51.28 | 37.96 | Investor-owned Utility | [14 empty] | 26.61% | 26.83% | 25.77% | 23.27%
62353 | Yemassee Solar | 2020-12-31 | 2020 | Southeast (non-ISO) | SC | 32.7082 | -80.9111 | 4.6517 | PV | c-Si | 14.2 | 10 | 1.42 | Tracking | Single Axis | Tracking | 180 | [6 empty] | 29.53 | 15.04 | 56.35 | 41.73 | Monopoly Investor-owned Utility | [14 empty] | 24.95% | 25.54% | 24.4% | 22.45%
63893 | GD Hopkinton Main I | 2020-11-30 | 2020 | ISO-NE | RI | 41.4389 | -71.7783 | 3.9226 | PV | c-Si | 13.1 | 10.6 | 1.2358 | Fixed Tilt | Fixed Tilt | 20 | 180 | [6 empty] | 31.37 | 4.08 |  |  | Other | [14 empty] | 16.77% | 18.18% | 17% | 16.94%
63965 | Danville Farm | 2020-11-30 | 2020 | PJM | VA | 36.5923 | -79.2978 | 4.3586 | PV | Thin-Film | 15.9 | 12 | 1.325 | Tracking | Single Axis | Tracking | 180 | [6 empty] | 28.79 | 3.39 | 80.5 | 58.4 | Public Utilities | [14 empty] | 21.45% | 17.98% | 18.74%
62346 | Trask East Solar | 2020-12-31 | 2020 | Southeast (non-ISO) | SC | 32.4708 | -80.7514 | 4.7326 | PV | c-Si | 17 | 12 | 1.4167 | Tracking | Single Axis | Tracking | 180 | [6 empty] | 29.59 | 16.12 | 60.23 | 44.13 | Monopoly Investor-owned Utility | [14 empty] | 23.57% | 24.92% | 22.19% | 26.2%
63451 | Monroe Solar Farm (Hoffman Station Road Solar) | 2020-07-30 | 2020 | PJM | NJ | 40.3143 | -74.4245 | 3.9714 | PV | c-Si | 14.9 | 13 | 1.1462 | Fixed Tilt | Fixed Tilt | 15 | 180 | [6 empty] | 27.9 | 6.41 | 101.63 | 72.36 | Investor-owned Utility | [14 empty] | 16.45% | 16.64% | 15.62% | 16.32%
62988 | Wildflower Solar 1 | 2020-12-31 | 2020 | West (non-ISO) | CA | 38.7043 | -121.4792 | 5.036 | PV | c-Si | 16.5 | 13.695 | 1.2048 | Tracking | Single Axis | Tracking | 180 | [6 empty] | 26.73 | 33.79 | 59.12 | 42.7 | Public Utilities | 38.587 | [13 empty] | 26.82% | 27.7% | 24.27% | 23.2%
63077 | Twittys Creek Solar | 2020-12-31 | 2020 | PJM | VA | 37.0232 | -78.581 | 4.3407 | PV | c-Si | 17.4 | 13.8 | 1.2609 | Tracking | Single Axis | Tracking | 180 | [6 empty] | 30.17 | 3.8 | 60.81 | 44.72 | Non-IOU Retailer | [14 empty] | 22.21% | 22.31% | 21.13% | 19.84%
63280 | AES Kekaha Solar (PMRF Solar, Barking Sands) | 2020-03-31 | 2020 | HI | HI | 21.9949 | -159.7595 | 5.7353 | PV | c-Si | 19.3 | 14 | 1.3786 | Tracking | Single Axis | Tracking | 180 | PV+Storage | LIB | DC | 2021 | 14 | 70 | 174.08 |  | 135.82 | 94.39 | Public Utilities | [14 empty] | 18.2% | 22.31% | 20.2% | 21.63%
65016 | Gardy's Mill Solar | 2020-12-31 | 2020 | PJM | VA | 38.0067 | -76.607 | 4.2331 | PV | c-Si | 16.8 | 14 | 1.2 | Tracking | Single Axis | Tracking | 181 | [6 empty] | 36.04 | 4.63 | 53.69 | 40.37 | Corporate | [15 empty] | 17.01% | 20.76%
61854 | Baker City Solar (aka Sutton Creek) | 2020-02-28 | 2020 | West (non-ISO) | OR | 44.7021 | -117.7634 | 4.3177 | PV | c-Si | 19 | 15 | 1.2667 | Tracking | Single Axis | Tracking | 182 | [6 empty] | 24.21 | 30.11 | 51.87 | 38.33 | Investor-owned Utility | [14 empty] | 24.64% | 24.81% | 22.45% | 23.48%
63746 | Myrtle Solar | 2020-06-30 | 2020 | PJM | VA | 36.7928 | -76.6658 | 4.3491 | PV | c-Si | 20.8 | 15 | 1.3867 | Tracking | Single Axis | Tracking | 195 | [6 empty] | 31.9 | 3.73 | 86.65 | 62.77 | Corporate | [14 empty] | 24.77% | 20.82% | 15.78% | 18.72%
64097 | Electric City Solar | 2020-12-31 | 2020 | PJM | MI | 41.7655 | -85.4246 | 3.8305 | PV | c-Si | 18.9 | 15 | 1.26 | Tracking | Single Axis | Tracking | 180 | [6 empty] | 31.97 | 3.94 | 70.05 | 50.82 | Public Utilities | [14 empty] | 20.07% | 20.59% | 20.47% | 21.07%
63768 | Elk Hill Solar 2 (aka Upton) | 2020-12-31 | 2020 | PJM | PA | 39.7996 | -77.8116 | 3.987 | PV | c-Si | 17.5 | 15 | 1.1667 | Tracking | Single Axis | Tracking | 180 | [6 empty] | 38.15 | 2.86 | 50.44 | 37.66 | Public Utilities | 25.6042 | [13 empty] | 20.82% | 21.3% | 21.09% | 19.42%
63083 | Caden Energix Pamplin | 2020-07-30 | 2020 | PJM | VA | 37.3294 | -78.7659 | 4.3134 | PV | Thin-Film | 19.8 | 15.7 | 1.2611 | Tracking | Single Axis | Tracking | 180 | [6 empty] | 32.1 | 3.43 | 79.52 | 56.63 | Monopoly Investor-owned Utility | [14 empty] | 24.29% | 22.73% | 22.22% | 22.61%
60998 | Underwood PV2 | 2020-10-31 | 2020 | PJM | NC | 36.41 | -77.0476 | 4.3886 | PV | c-Si | 20 | 16 | 1.25 | Fixed Tilt | Fixed Tilt | 20 | 181 | [6 empty] | 26.29 | 3.43 | 99.86 | 70.25 | Monopoly Investor-owned Utility | [14 empty] | 23.33% | 22.05% | 19.87% | 21.36%
59996 | Boykin PV1 | 2020-12-31 | 2020 | Southeast (non-ISO) | NC | 35.1124 | -78.7523 | 4.5057 | PV | c-Si | 20 | 16 | 1.25 | Tracking | Single Axis | Tracking | 180 | [6 empty] | 23.07 | 34.65 | 50.17 | 37.38 | Monopoly Investor-owned Utility | [14 empty] | 25.23% | 20.45% | 20.4% | 23.92%
63388 | Oxy Renewable Energy - Goldsmith | 2020-05-31 | 2020 | ERCOT | TX | 32.0028 | -102.6267 | 5.5301 | PV | Thin-Film | 19.5 | 16.8 | 1.1607 | Tracking | Single Axis | Tracking | 180 | [6 empty] | 22.5 |  | 76.56 | 53.53 | Corporate | [14 empty] | 27.48% | 29.44% | 28.98% | 27.47%
59518 | Grandy PV 1 | 2020-02-28 | 2020 | PJM | NC | 36.2339 | -75.88 | 4.4228 | PV | Thin-Film | 25 | 18 | 1.3889 | Fixed Tilt | Fixed Tilt | 20 | 182 | [6 empty] | 31.18 | 3.23 | 131.4 | 92.45 | Monopoly Investor-owned Utility | [14 empty] | 16.51% | 17.25% | 17.77% | 18.47%
63592 | Nutmeg Solar | 2020-12-31 | 2020 | ISO-NE | CT | 41.9748 | -72.5108 | 3.8355 | PV | c-Si | 31.6 | 19.6 | 1.6122 | Fixed Tilt | Fixed Tilt | 25 | 180 | [6 empty] | 31.49 | 3.28 | 88.42 | 64.37 | Unknown | 88.5081 | [13 empty] | 20.46% | 22.32% | 19.44% | 19.97%
63087 | Caden Energix Rives Road Solar | 2020-05-31 | 2020 | PJM | VA | 37.1748 | -77.3372 | 4.3318 | PV | Thin-Film | 20.9 | 19.7 | 1.0609 | Tracking | Single Axis | Tracking | 181 | [6 empty] | 33.2 | 4.32 | 76.9 | 55.35 | Monopoly Investor-owned Utility | [14 empty] | 19.4% | 18.46% | 16.22% | 17.23%
63786 | Ben Moreell Solar Farm | 2020-01-31 | 2020 | PJM | NJ | 40.2768 | -74.0962 | 4.0131 | PV | c-Si | 28.5 | 20 | 1.425 | Fixed Tilt | Fixed Tilt | 20 | 180 | [6 empty] | 28.95 | 5.61 | 75.98 | 55.44 | Military | [14 empty] | 22.02% | 20.21% | 19.68% | 20.6%
62993 | Johnson Corner Solar 1 | 2020-04-30 | 2020 | SPP | KS | 37.5506 | -101.7928 | 5.0515 | PV | c-Si | 27.5 | 20 | 1.375 | Tracking | Single Axis | Tracking | 178 | [6 empty] | 19.73 | 27.66 | 51.34 | 38.26 | Unknown | [14 empty] | 24.35% | 25.08% | 25.47% | 22.38%
64307 | New Orleans Solar Station | 2020-08-30 | 2020 | MISO | LA | 30.015 | -89.9179 | 4.6535 | PV | c-Si | 27 | 20 | 1.35 | Fixed Tilt | Fixed Tilt | 20 | 180 | [6 empty] | 26.94 | 2.73 | 82.76 | 60.5 | Investor-owned Utility | [14 empty] | 18.68% | 21.21% | 20.68% | 13.28%
62991 | Whitetail Solar 3 (aka St Thomas Township Solar) | 2020-08-31 | 2020 | PJM | PA | 39.8849 | -77.7706 | 3.9675 | PV | c-Si | 27 | 20 | 1.35 | Tracking | Single Axis | Tracking | 180 | [6 empty] | 30.69 | 4.83 | 66.05 | 48.95 | Education | [14 empty] | 19.17% | 19.83% | 18.44% | 19.43%
62990 | Whitetail Solar 2 (aka St. Thomas Township Solar Facility II) | 2020-09-30 | 2020 | PJM | PA | 39.897 | -77.8155 | 3.9484 | PV | c-Si | 27 | 20 | 1.35 | Tracking | Single Axis | Tracking | 180 | [6 empty] | 38.62 | 2.97 | 54.6 | 40.86 | Education | [14 empty] | 20.94% | 21.31% | 20.97% | 21.76%
63814 | SR Odom | 2020-11-30 | 2020 | Southeast (non-ISO) | GA | 31.0714 | -83.5958 | 4.777 | PV | Thin-Film | 30 | 20 | 1.5 | Tracking | Single Axis | Tracking | 180 | [6 empty] | 27.51 | 30.53 |  |  | Corporate | 22.9802 | [13 empty] | 26.99% | 28.92% | 27.03% | 25.47%
62463 | Little Bear Solar 3 | 2020-12-31 | 2020 | CAISO | CA | 36.7162 | -120.4008 | 5.284 | PV | Thin-Film | 27.5 | 20 | 1.375 | Tracking | Single Axis | Tracking | 180 | [6 empty] | -54.16 | 16.37 | 74.22 | 53.57 | Public Utilities | 39.11 | [13 empty] | 30.56% | 26.57% |  | 14.94%
62011 | Richmond Spider Solar (part of Pleinmont facility) | 2020-12-31 | 2020 | PJM | VA | 38.2571 | -77.7711 | 4.2302 | PV | c-Si | 24.2 | 20 | 1.21 | Tracking | Single Axis | Tracking | 180 | [6 empty] | 34.16 | 3.88 | 60.29 | 44.14 | Education | [14 empty] | 20.21% | 19.91% | 21.81% | 21.24%
63322 | Temperance Solar | 2020-12-31 | 2020 | MISO | MI | 41.7534 | -83.5236 | 3.8539 | PV | c-Si | 29.6 | 20 | 1.48 | Tracking | Single Axis | Tracking | 180 | [6 empty] | 34.66 | 2.44 | 74.58 | 54.06 | Investor-owned Utility | [14 empty] | 22.01% | 23.39% | 23.59% | 22.79%
63321 | Bingham Solar | 2020-12-31 | 2020 | MISO | MI | 43.0125 | -84.5278 | 3.7928 | PV | c-Si | 29.4 | 20 | 1.47 | Tracking | Single Axis | Tracking | 180 | [6 empty] | 31.61 | 2.45 | 78.64 | 56.79 | Investor-owned Utility | [14 empty] | 21.24% | 22.62% | 21.92% | 23.36%
62594 | Ruff Solar (Ruff Solar Sol Systems) | 2020-07-30 | 2020 | Southeast (non-ISO) | NC | 35.2936 | -81.7786 | 4.5291 | PV | c-Si | 31.8 | 22 | 1.4455 | Tracking | Single Axis | Tracking | 180 | [6 empty] | 23.56 | 33.61 | 65.13 | 47.99 | Monopoly Investor-owned Utility | [14 empty] | 23.21% | 23.9% | 21.81% | 21.02%
64158 | Mechanicsville Solar (Hanover) | 2020-09-30 | 2020 | PJM | VA | 37.6685 | -77.1981 | 4.2781 | PV | c-Si | 35 | 25 | 1.4 | Tracking | Single Axis | Tracking | 181 | [6 empty] | 35.45 | 4.58 | 92.97 | 65.63 | Corporate | [14 empty] | 26.19% | 24.91% | 23.92% | 23.81%
61932 | Techren Solar IV | 2020-10-31 | 2020 | West (non-ISO) | NV | 35.8981 | -114.9294 | 5.478 | PV | c-Si | 32.7 | 25 | 1.308 | Tracking | Single Axis | Tracking | 180 | [6 empty] | 10.65 | 11.57 | 46.72 | 34.46 | Investor-owned Utility | 29.3163 | [13 empty] | 30.69% | 29.42% | 26.95% | 26.25%
61931 | Techren Solar III | 2020-10-31 | 2020 | West (non-ISO) | NV | 35.8458 | -114.9693 | 5.478 | PV | c-Si | 32.7 | 25 | 1.308 | Tracking | Single Axis | Tracking | 180 | [6 empty] | 10.58 | 10.85 | 47.21 | 34.74 | Investor-owned Utility | 29.3163 | [13 empty] | 30.96% | 30.64% | 25.3% | 27.49%
62669 | Gaston Solar Power Plant | 2020-12-31 | 2020 | Southeast (non-ISO) | NC | 35.3216 | -81.3424 | 4.5234 | PV | c-Si | 36.3 | 25 | 1.452 | Fixed Tilt | Fixed Tilt | 20 | 180 | [6 empty] | 23.15 | 34.41 | 61.78 | 45.86 | Monopoly Investor-owned Utility | [15 empty] | 23.52% | 21.82% | 20.62%
64211 | SR Appling Solar Farm (Baxley) | 2020-12-31 | 2020 | Southeast (non-ISO) | GA | 31.8783 | -82.3322 | 4.727 | PV | c-Si | 37 | 25 | 1.48 | Tracking | Single Axis | Tracking | 180 | [6 empty] | 27.45 | 32.27 | 53.9 | 39.91 | Corporate | 22.9561 | [13 empty] | 27.74% | 27.53% | 25.8% | 24.99%
63545 | Chevron - Lost Hills (Solar Star Lost Hills, Cahn Solar Plant) | 2020-04-30 | 2020 | CAISO | CA | 35.6078 | -119.7003 | 5.3508 | PV | c-Si | 34 | 30 | 1.1333 | Tracking | Single Axis | Tracking | 180 | [6 empty] | 6.81 | 9.92 | 52.56 | 37.95 | Corporate | [14 empty] | 28.55% | 28.3% | 26.22% | 24.63%
62932 | Oberon IB | 2020-07-30 | 2020 | ERCOT | TX | 31.6948 | -102.6878 | 5.5428 | PV | c-Si | 37.3 | 30 | 1.2433 | Tracking | Single Axis | Tracking | 164 | [6 empty] | 22.54 |  | 49.73 | 37 | Investor-owned Utility | [14 empty] | 24.03% | 23.78% | 24.77% | 20.49%
63084 | Caden Energix Hickory (Hickory Solar Farm) | 2020-08-31 | 2020 | PJM | VA | 36.6262 | -76.191 | 4.3643 | PV | Thin-Film | 40.3 | 32 | 1.2594 | Tracking | Single Axis | Tracking | 181 | [6 empty] | 30.97 | 4.45 | 74.69 | 54.03 | Unknown | [14 empty] | 23.09% | 20.07% | 18.47% | 20.52%
63349 | Salome Solar (OE_AZ1, AZ Solar 1) | 2020-01-31 | 2020 | West (non-ISO) | AZ | 33.7712 | -113.6545 | 5.8106 | PV | Thin-Film | 42 | 32.5 | 1.2923 | Tracking | Single Axis | Tracking | 180 | [6 empty] | 13.06 | 26.33 | 37.26 | 27.95 | Public Utilities | 23.0082 | [13 empty] | 30.83% | 27.44% | 28.76% | 30.3%
59870 | Little Bear Solar 1 | 2020-12-31 | 2020 | CAISO | CA | 36.7162 | -120.4144 | 5.284 | PV | Thin-Film | 53.6 | 40 | 1.34 | Tracking | Single Axis | Tracking | 180 | [6 empty] | -56 | 10.45 | 63.16 | 46.16 | Public Utilities | 39.11 | [13 empty] | 26.58% | 23.32% | 20.13% | 23.4%
63667 | Sanford Solar | 2020-11-30 | 2020 | ISO-NE | ME | 43.3871 | -70.7102 | 3.8326 | PV | c-Si | 70.8 | 49.4 | 1.4332 | Tracking | Single Axis | Tracking | 180 | [6 empty] | 32.64 | 3.1 | 81.47 | 58.98 | Public Utilities | 72.6721 | [13 empty] | 20.24% | 22.34% | 19.67% | 20.93%
62377 | Moody Air Force Base Solar | 2020-06-30 | 2020 | Southeast (non-ISO) | GA | 30.953 | -83.2197 | 4.7578 | PV | c-Si | 66.2 | 49.5 | 1.3374 | Fixed Tilt | Fixed Tilt | 20 | 180 | [6 empty] | 26.89 | 37.53 | 66.16 | 48.95 | Military | [14 empty] | 21.81% | 22.79% | 21.67% | 15.64%
59531 | Borden Solar Farm (Lotus Solar Farm) | 2020-06-30 | 2020 | CAISO | CA | 36.9413 | -119.9623 | 5.2078 | PV | c-Si | 67 | 50 | 1.34 | Tracking | Single Axis | Tracking | 180 | [6 empty] | 17.08 | 9.42 | 73.03 | 51.94 | Investor-owned Utility | [14 empty] | 27.49% | 26.73% | 27.38% | 25.93%
61646 | LA3 West Baton Rouge Solar Facility | 2020-09-30 | 2020 | MISO | LA | 30.466 | -91.324 | 4.6534 | PV | c-Si | 74.5 | 50 | 1.49 | Tracking | Single Axis | Tracking | 180 | [6 empty] | 26.31 | 3.17 | 58.03 | 42.57 | Monopoly Investor-owned Utility | 38.5419 | [13 empty] | 25.43% | 28.41% | 26.95% | 25.53%
62465 | Little Bear Solar 5 | 2020-12-31 | 2020 | CAISO | CA | 36.709 | -120.3965 | 5.2718 | PV | Thin-Film | 68.9 | 50 | 1.378 | Tracking | Single Axis | Tracking | 180 | [6 empty] | -54.12 | 9.23 | 61.93 | 44.98 | Public Utilities | 39.11 | [13 empty] | 24.53% | 22.1% | 25.69% | 26.49%
62440 | Techren Solar V | 2020-12-31 | 2020 | West (non-ISO) | NV | 35.8997 | -114.9263 | 5.478 | PV | c-Si | 65.4 | 50 | 1.308 | Tracking | Single Axis | Tracking | 180 | [6 empty] | 10.66 | 11.73 | 38.09 | 28.7 | Investor-owned Utility | 25.6304 | [13 empty] | 31.21% | 30.7% | 27.68% | 26.62%
62422 | Assembly Solar I | 2020-12-31 | 2020 | MISO | MI | 43.0628 | -83.9449 | 3.7773 | PV | c-Si | 72.3 | 50 | 1.446 | Tracking | Single Axis | Tracking | 180 | [6 empty] | 31.29 | 2.43 | 53.36 | 39.99 | Unknown | 45.9688 | [13 empty] | 23.24% | 23.16% | 22.83% | 23.3%
62464 | Little Bear Solar 4 | 2020-12-31 | 2020 | CAISO | CA | 36.7088 | -120.4143 | 5.284 | PV | Thin-Film | 65.3 | 50 | 1.306 | Tracking | Single Axis | Tracking | 180 | [6 empty] | -56.1 | 23.82 | 100.63 | 73.05 | Public Utilities | 39.11 | [13 empty] | 22.68% | 24.31% | 13.77% | 10.22%
63906 | Turquoise Nevada (Turquoise 2) | 2020-12-31 | 2020 | West (non-ISO) | NV | 39.5858 | -119.5218 | 5.2311 | PV | c-Si | 61.16 | 54.6 | 1.1201 | Fixed Tilt | Fixed Tilt | 25 | 180 | [6 empty] | 21.31 | 9.27 | 66.11 | 47.48 | Corporate | [14 empty] | 19.76% | 21.36% | 22.28% | 22.1%
63860 | Encino Solar Energy Center | 2020-07-30 | 2020 | West (non-ISO) | NM | 35.3561 | -106.8568 | 5.5539 | PV | c-Si | 66.7 | 55 | 1.2127 | Tracking | Single Axis | Tracking | 180 | [6 empty] | 11.62 | 18.91 | 33.42 | 25.2 | Corporate | 26.6571 | [13 empty] | 29.98% | 29.72% | 29.32% | 29.48%
63350 | Tanglewood Solar (OE_GA3) | 2020-06-30 | 2020 | Southeast (non-ISO) | GA | 31.1946 | -84.1362 | 4.7726 | PV | Thin-Film | 77 | 57.5 | 1.3391 | Tracking | Single Axis | Tracking | 180 | [6 empty] | 27.65 | 31.6 | 46.48 | 34.99 | Monopoly Investor-owned Utility | 25.0648 | [13 empty] | 23.88% | 26.32% | 23.07% | 23.22%
62469 | Cove Mountain Solar | 2020-11-30 | 2020 | West (non-ISO) | UT | 37.6292 | -113.6268 | 5.4006 | PV | Thin-Film | 74.2 | 58 | 1.2793 | Tracking | Single Axis | Tracking | 180 | [6 empty] | 14.36 | 15.17 | 38.27 | 28.41 | Corporate | 20.7084 | [13 empty] | 31.32% | 31.8% | 31.09% | 30.29%
62774 | Kellam Solar | 2020-12-31 | 2020 | ERCOT | TX | 32.4762 | -95.7122 | 4.6396 | PV | c-Si | 81 | 59.8 | 1.3545 | Tracking | Single Axis | Tracking | 180 | [6 empty] | 20.91 |  | 52.45 | 39.22 | Public Utilities | [14 empty] | 24.46% | 26.14% | 22.08% | 20.88%
62773 | Rippey Solar | 2020-12-31 | 2020 | ERCOT | TX | 33.5527 | -97.1787 | 4.7535 | PV | c-Si | 81 | 59.8 | 1.3545 | Tracking | Single Axis | Tracking | 180 | [6 empty] | 22.94 |  | 38.52 | 29.63 | Investor-owned Utility | [14 empty] | 25.51% | 27.47% | 24.39% | 23.81%
62495 | Palmer Solar | 2020-04-30 | 2020 | West (non-ISO) | CO | 38.6329 | -104.6616 | 5.0012 | PV | c-Si | 81.5 | 60 | 1.3583 | Tracking | Single Axis | Tracking | 180 | [6 empty] | 13.8 | 30.86 | 48.56 | 35.7 | Public Utilities | 26.3231 | [13 empty] | 28.94% | 28.9% | 27.87% | 28.08%
64103 | Desert Harvest II | 2020-12-31 | 2020 | CAISO | CA | 33.7984 | -115.3667 | 5.8554 | PV | Thin-Film | 100 | 70 | 1.4286 | Tracking | Single Axis | Tracking | 180 | PV+Storage | LIB | DC | 2021 | 35 | 140 | 6.75 | 8.49 | 74.17 | 53.1 | Public Utilities | [14 empty] | 30.76% | 31.61% | 20.51% | 26.08%
63548 | Lily Solar (SC - not hybrid) | 2020-02-28 | 2020 | Southeast (non-ISO) | SC | 33.0949 | -81.4348 | 4.6526 | PV | c-Si | 103 | 70 | 1.4714 | Tracking | Single Axis | Tracking | 183 | [6 empty] | 29.69 | 14.47 | 62.72 | 45.66 | Monopoly Investor-owned Utility | [14 empty] | 25.54% | 26.7% | 25.84% | 26.13%
63839 | Midlands Solar | 2020-07-30 | 2020 | Southeast (non-ISO) | SC | 33.6545 | -80.9546 | 4.589 | PV | c-Si | 101.6 | 72.1 | 1.4092 | Tracking | Single Axis | Tracking | 180 | [6 empty] | 29.54 | 15.3 | 51.63 | 38.88 | Monopoly Investor-owned Utility | [14 empty] | 24.47% | 20.09% | 22.17% | 23.24%
62058 | SR Terrell | 2020-09-30 | 2020 | Southeast (non-ISO) | GA | 31.8665 | -84.3575 | 4.7218 | PV | Thin-Film | 105 | 74 | 1.4189 | Tracking | Single Axis | Tracking | 180 | [6 empty] | 27.93 | 32.38 | 48.77 | 36.27 | Public Utilities | 28.8057 | [13 empty] | 27.26% | 27.62% | 26.45% | 25.86%
62490 | FPL Echo River Solar | 2020-04-30 | 2020 | Southeast (non-ISO) | FL | 30.2969 | -82.8705 | 4.7637 | PV | c-Si | 108.03 | 74.5 | 1.4501 | Tracking | Single Axis | Tracking | 181 | PV+Storage | LIB | AC | 2021 | 30 | 75 | 27.13 | 21.48 | 47.55 | 35.93 | Monopoly Investor-owned Utility | [14 empty] | 24.06% | 26.97% | 25.23% | 22.91%
62634 | FPL Babcock Preserve Solar Energy Center (not FPL Babcock Ranch) | 2020-01-31 | 2020 | Southeast (non-ISO) | FL | 26.8563 | -81.7253 | 5.0537 | PV | c-Si | 114.7 | 74.5 | 1.5396 | Fixed Tilt | Fixed Tilt | 20 | 180 | [6 empty] | 26.6 | 20.43 | 45.08 | 34.85 | Monopoly Investor-owned Utility | [14 empty] | 25.52% | 25.43% | 24.27% | 21.21%
62633 | FPL Twin Lakes Solar Energy Center | 2020-01-31 | 2020 | Southeast (non-ISO) | FL | 29.6075 | -81.8393 | 4.7768 | PV | c-Si | 96.5 | 74.5 | 1.2953 | Tracking | Single Axis | Tracking | 180 | [6 empty] | 27.03 | 22.21 | 50.41 | 38.24 | Monopoly Investor-owned Utility | [14 empty] | 22.08% | 22.34% | 19.71% | 18.75%
62645 | FPL Northern Preserve Solar Energy Center | 2020-01-31 | 2020 | Southeast (non-ISO) | FL | 30.2321 | -82.2525 | 4.7477 | PV | c-Si | 98.4 | 74.5 | 1.3208 | Fixed Tilt | Fixed Tilt | 20 | 195 | [6 empty] | 26.75 | 20.95 | 49.16 | 37.8 | Monopoly Investor-owned Utility | [14 empty] | 19.94% | 20.53% | 19.3% | 17.83%
62394 | FPL Sweetbay Solar Energy Center | 2020-01-31 | 2020 | Southeast (non-ISO) | FL | 27.0599 | -80.476 | 4.9538 | PV | c-Si | 99 | 74.5 | 1.3289 | Fixed Tilt | Fixed Tilt | 20 | 180 | [6 empty] | 26.8 | 21.42 | 48.36 | 37.19 | Monopoly Investor-owned Utility | [14 empty] | 22.17% | 20.89% | 19.37% | 18.21%
62632 | FPL Cattle Ranch Solar Energy Center | 2020-01-31 | 2020 | Southeast (non-ISO) | FL | 27.3342 | -81.7653 | 5.0544 | PV | c-Si | 94.6 | 74.5 | 1.2698 | Tracking | Single Axis | Tracking | 180 | [6 empty] | 26.59 | 21.13 | 43.31 | 32.96 | Monopoly Investor-owned Utility | [14 empty] | 24.61% | 22.62% | 22.68% | 21.36%
62631 | FPL Blue Heron Solar Energy Center | 2020-01-31 | 2020 | Southeast (non-ISO) | FL | 26.7012 | -81.1371 | 5.0594 | PV | c-Si | 114.7 | 74.5 | 1.5396 | Fixed Tilt | Fixed Tilt | 20 | 195 | [6 empty] | 26.88 | 21.53 | 44.83 | 34.61 | Monopoly Investor-owned Utility | [14 empty] | 25.65% | 24.98% | 23.84% | 22.43%
62750 | Little Manatee River Solar | 2020-02-28 | 2020 | Southeast (non-ISO) | FL | 27.6799 | -82.4106 | 5.0823 | PV | Thin-Film | 87.9 | 74.5 | 1.1799 | Tracking | Single Axis | Tracking | 180 | [6 empty] | 16.55 | 21.02 | 60.61 | 44.83 | Monopoly Investor-owned Utility | [14 empty] | 20.03% | 15.95% | 18.52% | 19.46%
61667 | Wimauma Solar | 2020-04-30 | 2020 | Southeast (non-ISO) | FL | 27.7347 | -82.2703 | 5.0073 | PV | Thin-Film | 87.9 | 74.5 | 1.1799 | Tracking | Single Axis | Tracking | 180 | [6 empty] | 16.55 | 22.82 | 64.03 | 47.01 | Monopoly Investor-owned Utility | [14 empty] | 20.72% | 18.45% | 19.85% | 17.92%
62491 | FPL Okeechobee Solar Energy Center | 2020-04-30 | 2020 | Southeast (non-ISO) | FL | 27.6217 | -80.7857 | 4.9623 | PV | Thin-Film | 111.75 | 74.5 | 1.5 | Fixed Tilt | Fixed Tilt | 20 | 180 | [6 empty] | 26.69 | 19.36 | 48.3 | 36.68 | Monopoly Investor-owned Utility | [14 empty] | 26.41% | 24.73% | 24.01% | 23.12%
62493 | FPL Southfork Solar Energy Center | 2020-04-30 | 2020 | Southeast (non-ISO) | FL | 27.575 | -82.1916 | 5.0014 | PV | c-Si | 108.03 | 74.5 | 1.4501 | Tracking | Single Axis | Tracking | 180 | [6 empty] | 26.76 | 21.94 | 44.21 | 33.39 | Monopoly Investor-owned Utility | [14 empty] | 27.45% | 27.58% | 27.68% | 24.7%
62206 | FPL Hibiscus Solar Energy Center | 2020-04-30 | 2020 | Southeast (non-ISO) | FL | 26.7585 | -80.3355 | 4.9453 | PV | Thin-Film | 108.03 | 74.5 | 1.4501 | Fixed Tilt | Fixed Tilt | 20 | 190 | [6 empty] | 26.92 | 20.73 | 52.64 | 39.6 | Monopoly Investor-owned Utility | [14 empty] | 24.6% | 21.14% | 23.91% | 22.4%
63754 | Gulf Power Blue Indigo Solar Energy Center | 2020-04-30 | 2020 | Southeast (non-ISO) | FL | 30.8773 | -85.4006 | 4.7418 | PV | c-Si | 108 | 74.5 | 1.4497 | Tracking | Single Axis | Tracking | 180 | [6 empty] | 27.77 | 30.67 | 52.33 | 39.6 | Monopoly Investor-owned Utility | [14 empty] | 24.64% | 24.22% | 21.48% | 20.8%
62542 | DeBary Solar Power Plant | 2020-05-31 | 2020 | Southeast (non-ISO) | FL | 28.897 | -81.3295 | 4.8625 | PV | c-Si | 102.5 | 74.5 | 1.3758 | Fixed Tilt | Fixed Tilt | 20 | 180 | PV+Fossil | [5 empty] | 19.53 | 31.34 | 58.97 | 44.46 | Monopoly Investor-owned Utility | [14 empty] | 20.69% | 21.57% | 18.56% | 17.96%
63582 | Harmony Solar | 2020-06-30 | 2020 | Southeast (non-ISO) | FL | 28.1646 | -81.1028 | 4.9066 | PV | c-Si | 115.5 | 74.5 | 1.5503 | Tracking | Single Axis | Tracking | 180 | [8 empty] | 40 | 30.87 | Public Utilities | 31.8308 | [13 empty] | 28.23% | 27.68% | 27.1% | 25.73%
63583 | Taylor Creek Solar | 2020-06-30 | 2020 | Southeast (non-ISO) | FL | 28.5092 | -81.0411 | 4.868 | PV | c-Si | 115.5 | 74.5 | 1.5503 | Tracking | Single Axis | Tracking | 180 | [8 empty] | 41.54 | 31.92 | Public Utilities | 31.8308 | [13 empty] | 28.18% | 27.72% | 26.97% | 25.25%
62925 | FPL Egret Solar Center | 2020-12-31 | 2020 | Southeast (non-ISO) | FL | 30.2932 | -82.1858 | 4.7623 | PV | c-Si | 93.8 | 74.5 | 1.2591 | Tracking | Single Axis | Tracking | 181 | [6 empty] | 26.83 | 19.85 | 44.38 | 33.69 | Monopoly Investor-owned Utility | [14 empty] | 22.82% | 24.07% | 21.51% | 21.25%
62923 | FPL Union Springs Solar Center | 2020-12-31 | 2020 | Southeast (non-ISO) | FL | 29.9993 | -82.2979 | 4.7726 | PV | c-Si | 93.8 | 74.5 | 1.2591 | Tracking | Single Axis | Tracking | 180 | [6 empty] | 26.84 | 21.28 | 41.09 | 31.31 | Monopoly Investor-owned Utility | [14 empty] | 22.42% | 24.59% | 23.38% | 22.31%
62922 | FPL Lakeside Solar Center | 2020-12-31 | 2020 | Southeast (non-ISO) | FL | 27.22 | -80.741 | 5.0518 | PV | c-Si | 108 | 74.5 | 1.4497 | Fixed Tilt | Fixed Tilt | 16 | 205 | [6 empty] | 26.66 | 23.48 | 43.35 | 33.63 | Monopoly Investor-owned Utility | [14 empty] | 24.21% | 23.28% | 22.86% | 21.02%
62916 | FPL Trailside Solar Center | 2020-12-31 | 2020 | Southeast (non-ISO) | FL | 29.775 | -81.4279 | 4.8017 | PV | c-Si | 93.8 | 74.5 | 1.2591 | Tracking | Single Axis | Tracking | 180 | [6 empty] | 26.97 | 24.67 | 43.83 | 33.39 | Monopoly Investor-owned Utility | [14 empty] | 23.05% | 23.53% | 22.17% | 20.29%
62914 | FPL Nassau Solar Center | 2020-12-31 | 2020 | Southeast (non-ISO) | FL | 30.527 | -81.8936 | 4.7459 | PV | c-Si | 93.8 | 74.5 | 1.2591 | Tracking | Single Axis | Tracking | 180 | [6 empty] | 26.69 | 22 | 54.19 | 40.3 | Monopoly Investor-owned Utility | [14 empty] | 21.85% | 23.55% | 21.71% | 19.59%
61011 | Chestnut Solar | 2020-03-31 | 2020 | PJM | NC | 36.18 | -77.7124 | 4.4321 | PV | c-Si | 100 | 74.9 | 1.3351 | Tracking | Single Axis | Tracking | 180 | [6 empty] | 27.51 | 3.77 | 61.59 | 45.24 | Investor-owned Utility | [14 empty] | 22.53% | 20.94% | 21.44% | 22.83%
61982 | Columbia Solar Power Plant | 2020-03-31 | 2020 | Southeast (non-ISO) | FL | 29.89 | -82.686 | 4.7788 | PV | Thin-Film | 105.6 | 74.9 | 1.4099 | Tracking | Single Axis | Tracking | 181 | [6 empty] | 19.76 | 32.02 | 55.13 | 40.99 | Monopoly Investor-owned Utility | [14 empty] | 24.71% | 26.97% | 21.82% | 22.69%
62828 | TWE Bowman Solar Project | 2020-05-31 | 2020 | Southeast (non-ISO) | SC | 33.3172 | -80.6771 | 4.6464 | PV | c-Si | 101.9 | 74.97 | 1.3592 | Tracking | Single Axis | Tracking | 180 | [6 empty] | 29.15 | 13.92 | 64.86 | 48.02 | Monopoly Investor-owned Utility | [14 empty] | 21.68% | 22.02% | 19.99% | 18.47%
63271 | Huntley Solar | 2020-04-30 | 2020 | Southeast (non-ISO) | SC | 33.3368 | -80.6337 | 4.6464 | PV | Thin-Film | 100 | 75 | 1.3333 | Tracking | Single Axis | Tracking | 180 | [6 empty] | 29.47 | 15.1 | 54.23 | 40.03 | Monopoly Investor-owned Utility | [14 empty] | 24.89% | 24.98% | 23.35% | 23.69%
62012 | Pleinmont Solar 1 (part of Pleinmont facility) | 2020-10-31 | 2020 | PJM | VA | 38.2494 | -77.7492 | 4.2302 | PV | c-Si | 99.6 | 75 | 1.328 | Tracking | Single Axis | Tracking | 180 | [6 empty] | 34.31 | 4.05 | 60.12 | 44.4 | Corporate | [14 empty] | 23.91% | 20.6% | 21.41% | 21.17%
63810 | Centerfield Cooper Solar, LLC | 2020-12-31 | 2020 | Southeast (non-ISO) | SC | 34.7039 | -80.1257 | 4.5446 | PV | c-Si | 97.6 | 75 | 1.3013 | Tracking | Single Axis | Tracking | 180 | [8 empty] | 55.28 | 40.97 | Investor-owned Utility | [14 empty] | 23.26% | 23.51% | 21.7% | 21.59%
63932 | Titan Solar 1 (CA) | 2020-12-31 | 2020 | CAISO | CA | 33.1014 | -115.9992 | 5.919 | PV | c-Si | 98 | 75 | 1.3067 | Tracking | Single Axis | Tracking | 180 | [6 empty] | 10.55 | 10.03 | 49.89 | 36.84 | Unknown | [14 empty] | 31.57% | 33.09% | 23.96% | 22.05%
62813 | Grasshopper Solar (aka Chase City Solar) | 2020-09-30 | 2020 | PJM | VA | 36.816 | -78.4464 | 4.3607 | PV | c-Si | 103.8 | 80 | 1.2975 | Tracking | Single Axis | Tracking | 180 | [6 empty] | 29.15 | 5.6 | 63.74 | 46.89 | Corporate | [14 empty] | 24.76% | 23.55% | 21.01% | 17.88%
63745 | Greensville Solar | 2020-12-31 | 2020 | PJM | VA | 36.6436 | -77.572 | 4.3652 | PV | c-Si | 104 | 80 | 1.3 | Tracking | Single Axis | Tracking | 180 | [6 empty] | 27.22 | 4.65 | 63.2 | 46.81 | Corporate | [14 empty] | 22.07% | 20.15% | 18.45% | 19.29%
62177 | Desert Harvest, LLC | 2020-12-31 | 2020 | CAISO | CA | 33.7981 | -115.3867 | 5.8554 | PV | Thin-Film | 114 | 80 | 1.425 | Tracking | Single Axis | Tracking | 180 | [6 empty] | 6.75 | 7.89 | 51.14 | 37.47 | Public Utilities | 36.6489 | [13 empty] | 35.06% | 31.54% | 27.26% | 28.07%
64169 | Albemarle Beach Solar | 2020-12-31 | 2020 | PJM | NC | 35.9067 | -76.6364 | 4.3703 | PV | c-Si | 150.6 | 80 | 1.8825 | Tracking | Single Axis | Tracking | 182 | [6 empty] | 29.18 | 3.92 |  |  | Unknown | [14 empty] | 29.7% | 29.91% | 30.8% | 30.72%
62165 | SR Snipesville I | 2020-12-31 | 2020 | Southeast (non-ISO) | GA | 31.7055 | -82.7413 | 4.7407 | PV | Thin-Film | 122.8 | 86 | 1.4279 | Tracking | Single Axis | Tracking | 180 | [6 empty] | 27.44 | 29.58 | 50.86 | 37.94 | Public Utilities | 28.8057 | [13 empty] | 28.01% | 28.61% | 23.5% | 23.84%
61986 | Spring Grove I | 2020-11-30 | 2020 | PJM | VA | 37.1739 | -76.9193 | 4.3265 | PV | c-Si | 135.5 | 97.9 | 1.3841 | Tracking | Single Axis | Tracking | 181 | [6 empty] | 35.12 | 5.23 | 69.32 | 51.36 | Unknown | [14 empty] | 25.23% | 20.72% | 16.7% | 18.18%
62812 | Milford Solar 1 | 2020-11-30 | 2020 | West (non-ISO) | UT | 38.4907 | -113.0183 | 5.2347 | PV | Thin-Film | 127.8 | 99 | 1.2909 | Tracking | Single Axis | Tracking | 180 | [6 empty] | 15.66 | 15.04 | 41.04 | 30.4 | Investor-owned Utility | 22.3548 | [13 empty] | 30.87% | 29.8% | 29.97% | 29.16%
63295 | Chicot Solar | 2020-09-30 | 2020 | MISO | AR | 33.4773 | -91.356 | 4.5753 | PV | c-Si | 140 | 100 | 1.4 | Tracking | Single Axis | Tracking | 180 | [6 empty] | 24.52 | 2.69 | 44.63 | 33.78 | Monopoly Investor-owned Utility | 30.4752 | [13 empty] | 26.16% | 27.66% | 23.41% | 24.31%
62798 | Fern Solar (Moccasin Creek Solar) | 2020-12-31 | 2020 | PJM | NC | 36.0146 | -77.6816 | 4.435 | PV | c-Si | 133.6 | 100 | 1.336 | Tracking | Single Axis | Tracking | 180 | [6 empty] | 27.45 | 5.55 | 63.85 | 46.5 | Unknown | [14 empty] | 26.56% | 25.75% | 25.59% | 19.69%
64104 | Maverick Solar 4 (Palen Solar) | 2020-12-31 | 2020 | CAISO | CA | 33.6997 | -115.2218 | 5.8774 | PV | c-Si | 135.9 | 100 | 1.359 | Tracking | Single Axis | Tracking | 180 | [6 empty] | 6.64 | 8.18 | 39.15 | 29.23 | Corporate | 29.3114 | [13 empty] | 34.12% | 35.99% | 31.49% | 27.04%
62899 | East Line Solar | 2020-12-31 | 2020 | West (non-ISO) | AZ | 32.847 | -111.5651 | 5.7683 | PV | Thin-Film | 121.4 | 100 | 1.214 | Tracking | Single Axis | Tracking | 180 | [6 empty] | 11.48 | 26.56 | 33.99 | 25.82 | Corporate | 20.9999 | [13 empty] | 31.13% | 23.67% | 28.96% | 27.22%
63351 | Bluebell Solar II | 2020-12-31 | 2020 | ERCOT | TX | 31.8877 | -100.8376 | 5.2773 | PV | Thin-Film | 150 | 115 | 1.3043 | Tracking | Single Axis | Tracking | 180 | [6 empty] | 21.35 |  | 35.61 | 27.17 | Public Utilities | [14 empty] | 27.91% | 27.27% | 28.46% | 26.34%
63273 | Wagyu Solar | 2020-08-31 | 2020 | ERCOT | TX | 29.2423 | -95.6581 | 4.6411 | PV | Thin-Film | 162.4 | 120 | 1.3533 | Tracking | Single Axis | Tracking | 180 | [6 empty] | 22.03 |  | 55.64 | 41.91 | Corporate | [14 empty] | 21.86% | 22.51% | 18.27% | 19.76%
62470 | Cove Mountain Solar 2 | 2020-10-31 | 2020 | West (non-ISO) | UT | 37.6386 | -113.6371 | 5.4006 | PV | Thin-Film | 156.3 | 122 | 1.2811 | Tracking | Single Axis | Tracking | 180 | [6 empty] | 14.37 | 15.51 | 45.55 | 33.29 | Corporate | 24.4728 | [13 empty] | 31.01% | 31% | 30.86% | 28.86%
62178 | Maverick Solar (Palen 1 Solar) | 2020-12-31 | 2020 | CAISO | CA | 33.6997 | -115.2218 | 5.8774 | PV | c-Si | 173.4 | 125 | 1.3872 | Tracking | Single Axis | Tracking | 180 | [6 empty] | 6.7 | 6.47 | 39.05 | 29.31 | Investor-owned Utility | 30.8806 | [13 empty] | 30.39% | 24.57% | 27.11% | 34.19%
60777 | American Kings Solar | 2020-12-31 | 2020 | CAISO | CA | 36.2418 | -119.8972 | 5.3183 | PV | Thin-Film | 172.3 | 128 | 1.3461 | Tracking | Single Axis | Tracking | 180 | PV+Storage |  |  |  |  | 500 | 4.5 | 8.48 | 48.16 | 35.63 | Investor-owned Utility | 34.0042 | [13 empty] | 27.68% | 24.95% | 24.08% | 28.81%
60094 | NextEra Blythe Solar III | 2020-05-31 | 2020 | CAISO | CA | 33.6606 | -114.7362 | 5.7976 | PV | c-Si | 154 | 137.4 | 1.1208 | Tracking | Single Axis | Tracking | 181 | PV+Storage | LIB | AC | 2021 | 115 | 538.6 | 10.68 | 7.41 | 38.03 | 28.16 | Investor-owned Utility | 47.2039 | [13 empty] | 27.46% | 26.92% | 25.68% | 29.84%
60095 | NextEra Blythe Solar IV | 2020-11-30 | 2020 | CAISO | CA | 33.6602 | -114.7362 | 5.7976 | PV | c-Si | 154 | 137.4 | 1.1208 | Tracking | Single Axis | Tracking | 181 | PV+Storage | LIB | AC | 2022 | 47 | 47 | 10.67 | 8.69 | 35.33 | 26.53 | Public Utilities | 28.7027 | [13 empty] | 31.08% | 29.63% | 25.27% | 25.46%
62933 | Oberon IA | 2020-07-30 | 2020 | ERCOT | TX | 31.709 | -102.6922 | 5.5452 | PV | c-Si | 193 | 150 | 1.2867 | Tracking | Single Axis | Tracking | 164 | [6 empty] | 22.54 |  | 43.49 | 32.98 | Investor-owned Utility | [14 empty] | 25.7% | 24.89% | 24.79% | 20.59%
63105 | Two Creeks Solar | 2020-11-30 | 2020 | MISO | WI | 44.2537 | -87.5368 | 3.803 | PV | c-Si | 213 | 150 | 1.42 | Tracking | Single Axis | Tracking | 181 | [6 empty] | 27.82 | 2.42 | 77.7 | 58.59 | Investor-owned Utility | [14 empty] | 14.98% | 14.44% | 14.68% | 15.16%
62015 | Mustang Two | 2020-11-30 | 2020 | CAISO | CA | 36.2135 | -119.8922 | 5.3183 | PV | c-Si | 210 | 150 | 1.4 | Tracking | Single Axis | Tracking | 179 | [6 empty] | 4.62 | 8.38 | 46 | 34.05 | Public Utilities | 29.973 | [13 empty] | 30% | 27.33% | 29.03% | 29.15%
63519 | CED Crane Solar (Fowler Ranch) | 2020-06-30 | 2020 | ERCOT | TX | 31.2575 | -102.3205 | 5.5081 | PV | c-Si | 212.5928 | 152.5 | 1.3941 | Tracking | Single Axis | Tracking | 180 | [6 empty] | 21.85 |  | 25.96 | 20.63 | Unknown | [14 empty] | 29.08% | 32.98% | 30.44% | 30.6%
61353 | Mount Signal Solar Farm II (MS2) | 2020-01-31 | 2020 | CAISO | CA | 32.6685 | -115.6292 | 5.663 | PV | Thin-Film | 199.6 | 153.5 | 1.3003 | Tracking | Single Axis | Tracking | 180 | [6 empty] | 11.26 | 7.3 | 46.74 | 34.5 | Investor-owned Utility | [14 empty] | 28.57% | 26.69% | 22.14% | 30.29%
60827 | Sun Streams 1 | 2020-01-31 | 2020 | CAISO | AZ | 33.3488 | -112.8348 | 5.8518 | PV | Thin-Film | 199.2 | 158 | 1.2608 | Tracking | Single Axis | Tracking | 180 | [6 empty] | 9.69 | 7.54 | 45.51 | 33.36 | Corporate | 46.3871 | [13 empty] | 29.27% | 29.04% | 27.5% | 29.4%
62014 | Highlander Solar Station 1 (part of Pleinmont facility) | 2020-12-31 | 2020 | PJM | VA | 38.2511 | -77.7554 | 4.2302 | PV | c-Si | 200.1 | 165 | 1.2127 | Tracking | Single Axis | Tracking | 180 | [6 empty] | 34.3 | 3.45 | 58.24 | 43.06 | Corporate | [14 empty] | 20.43% | 16.95% | 20.73% | 20.48%
61785 | Camilla Solar Energy Project (Southern Oak Solar Energy Center?) | 2020-02-28 | 2020 | Southeast (non-ISO) | GA | 31.2826 | -84.219 | 4.7809 | PV | c-Si | 224 | 171.4 | 1.3069 | Tracking | Single Axis | Tracking | 180 | [6 empty] | 27.7 | 30.76 | 45.72 | 34.41 | Monopoly Investor-owned Utility | [14 empty] | 24.63% | 24.81% | 22.44% | 23.71%
63859 | Golden Field Solar III (Rosamond Central) | 2020-12-31 | 2020 | CAISO | CA | 34.8413 | -118.3834 | 5.7758 | PV | c-Si | 240 | 192 | 1.25 | Tracking | Single Axis | Tracking | 180 |  | LIB | AC | 2024 | 147 | 147 | 9.64 | 6.84 | 34.67 | 25.82 | Public Utilities | 26.0873 | [13 empty] | 34.33% | 34.78% | 30.68% | 32.28%
63222 | Impact Solar 1 | 2020-12-31 | 2020 | ERCOT | TX | 33.4665 | -95.372 | 4.5754 | PV | c-Si | 260 | 198.5 | 1.3098 | Tracking | Single Axis | Tracking | 180 | [6 empty] | 19.42 |  | 48.7 | 36.62 | Unknown | [15 empty] | 25.87% | 23.33% | 19.48%
62141 | Rambler | 2020-06-30 | 2020 | ERCOT | TX | 31.5272 | -100.6151 | 5.1987 | PV | c-Si | 266 | 200 | 1.33 | Tracking | Single Axis | Tracking | 180 | [6 empty] | 21.2 |  | 55.87 | 41.01 | Unknown | [14 empty] | 24.1% | 20.58% | 25.8% | 25.04%
61696 | Twiggs County Solar (GA Solar 4) | 2020-09-30 | 2020 | Southeast (non-ISO) | GA | 32.5959 | -83.4973 | 4.6756 | PV | Thin-Film | 261 | 204 | 1.2794 | Tracking | Single Axis | Tracking | 180 | [6 empty] | 27.96 | 29.93 | 47.31 | 35.46 | Monopoly Investor-owned Utility | 26.312 | [13 empty] | 24.86% | 23.73% | 21.16% | 23.8%
61962 | Holstein 1 Solar Farm | 2020-06-30 | 2020 | ERCOT | TX | 32.0967 | -100.1727 | 5.1245 | PV | c-Si | 280 | 204.4 | 1.3699 | Tracking | Single Axis | Tracking | 180 | [6 empty] | 21.94 |  | 56.71 | 41.99 | Other | [14 empty] | 24.01% | 25.72% | 23.09% | 21.28%
62845 | ENGIE Long Draw Solar | 2020-12-31 | 2020 | ERCOT | TX | 32.7414 | -101.6218 | 5.3592 | PV | c-Si | 287 | 225 | 1.2756 | Tracking | Single Axis | Tracking | 180 | [6 empty] | 23.11 |  | 37.46 | 28.41 | Public Utilities | [14 empty] | 26.82% | 27.42% | 25.61% | 26.8%
62249 | Misae Solar (Phase 1) | 2020-01-31 | 2020 | ERCOT | TX | 34.3746 | -100.1058 | 5.0769 | PV | c-Si | 326.9 | 240 | 1.3621 | Tracking | Single Axis | Tracking | 181 | [6 empty] | 19.76 |  | 46.3 | 35.04 | Corporate | [14 empty] | 22.53% | 24.8% | 25.07% | 21.6%
62755 | Prospero Solar I | 2020-06-30 | 2020 | ERCOT | TX | 32.3125 | -102.873 | 5.4628 | PV | Thin-Film | 378.9 | 303.6 | 1.248 | Tracking | Single Axis | Tracking | 180 | [6 empty] | 24.82 |  | 36.88 | 27.91 | Corporate | [14 empty] | 24.99% | 24.01% | 26.78% | 28.22%
62561 | Roadrunner Hybrid (Queen Solar & Storage) | 2020-08-31 | 2020 | ERCOT | TX | 31.2194 | -102.1922 | 5.4972 | PV | c-Si | 497 | 410 | 1.2122 | Tracking | Single Axis | Tracking | 180 | PV+Storage | LIB | AC | 2022 | 50 | 108.6 | 22.62 |  | 32.65 | 24.84 | Corporate | [14 empty] | 28.1% | 28.85% | 28.2% | 28%
62970 | Syncarpha Puddon II Hybrid CSG | 2021-03-31 | 2021 | ISO-NE | MA | 42.1345 | -71.6299 | 3.8291 | PV | c-Si | 7.5017 | 5.001 | 1.5 | Fixed Tilt | Fixed Tilt | 25 | 180 | PV+Storage | LIB |  | 2021 | 4 | 8 | 31.83 | 3.03 |  |  | Investor-owned Utility | [17 empty] | 20.98%
62969 | Syncarpha Puddon I Hybrid CSG | 2021-03-31 | 2021 | ISO-NE | MA | 42.1393 | -71.6333 | 3.8291 | PV | c-Si | 7.5017 | 5.001 | 1.5 | Fixed Tilt | Fixed Tilt | 20 | 180 | PV+Storage | LIB |  | 2021 | 4 | 8 | 31.87 | 3.1 |  |  | Investor-owned Utility | [17 empty] | 19.72%
64147 | ZPD-PT Solar Project 2017-038 Hybrid | 2021-04-30 | 2021 | ISO-NE | MA | 42.5182 | -71.7081 | 3.8014 | PV | c-Si | 7.3152 | 5.001 | 1.4627 | Fixed Tilt | Fixed Tilt | 27 | 180 | PV+Storage | LIB | DC | 2021 | 3.5 | 7 | 31.61 | 3.09 |  |  | Investor-owned Utility | [16 empty] | 17.22% | 15.7%
62978 | Syncarpha Northbridge II Hybrid CSG | 2021-04-30 | 2021 | ISO-NE | MA | 42.1133 | -71.6462 | 3.8291 | PV | c-Si | 6.9 | 5.001 | 1.3797 | Fixed Tilt | Fixed Tilt | 15 | 180 | PV+Storage | LIB | AC | 2021 | 3 | 6 | 31.53 | 2.99 |  |  | Investor-owned Utility | [16 empty] | 19.14%
64450 | Grissom Solar | 2021-05-31 | 2021 | PJM | NC | 36.2383 | -77.839 | 4.4082 | PV | c-Si | 6.99 | 5.001 | 1.3977 | Fixed Tilt | Fixed Tilt | 60 | 180 | PV+Storage | LIB | AC | 2021 | 10 | 10 | 24.91 | 2.13 | 36.05 | 28.16 | Public Utilities | [16 empty] | 24.42%
64129 | East Brookfield Adams Road Solar CSG | 2021-06-30 | 2021 | ISO-NE | MA | 42.196 | -72.0249 | 3.8361 | PV | c-Si | 7.03 | 5.001 | 1.4057 | Fixed Tilt | Fixed Tilt | 25 | 180 | PV+Storage | LIB | DC | 2021 | 3.07 | 6.3 | 31.19 | 3.05 | 63.33 | 48.1 | Investor-owned Utility | [16 empty] | 16.89%
63475 | Randall Solar Project Hybrid (ZPD-PT Solar Project 2017-017 LLC) | 2021-07-30 | 2021 | ISO-NE | MA | 42.3931 | -71.6544 | 3.8164 | PV | c-Si | 7.4 | 5.001 | 1.4797 | Fixed Tilt | Fixed Tilt | 25 | 180 | PV+Storage | LIB | DC | 2021 | 3.3 | 6 | 32.01 | 3.14 | 96.52 | 69.38 | Investor-owned Utility | [16 empty] | 20.1% | 18.17%
64627 | Blodgett Solar CSG | 2021-08-31 | 2021 | ISO-NE | MA | 42.6775 | -71.4506 | 3.8078 | PV | c-Si | 9.8999 | 5.001 | 1.9796 | Tracking | Single Axis | Tracking | 180 | PV+Storage | LIB | DC | 2021 | 3.9 | 15.366 | 33.4 | 3.54 |  |  | Investor-owned Utility | [16 empty] | 21.64% | 22.62%
63805 | Williamsville Hybrid CSG (147 Williamsville Solar) | 2021-09-30 | 2021 | ISO-NE | MA | 42.4679 | -72.0696 | 3.8018 | PV | c-Si | 7.4655 | 5.001 | 1.4928 | Tracking | Single Axis | Tracking | 180 | PV+Storage | LIB | AC | 2021 | 3.3 | 6.6 | 31.99 | 3.48 |  |  | Unknown | [16 empty] | 16.22%
64374 | Norwich Solar and Energy Storage CSG | 2021-09-30 | 2021 | NYISO | NY | 42.5518 | -75.5309 | 3.6413 | PV | c-Si | 7.5 | 5.001 | 1.4997 | Fixed Tilt | Fixed Tilt | 25 | 180 | PV+Storage | LIB | DC | 2021 | 3 | 12 | 33.41 | 9.44 | 56.46 | 44.26 | Investor-owned Utility | [16 empty] | 15.81% | 16.87%
65217 | South Goshen (Community Solar) | 2021-09-30 | 2021 | NYISO | NY | 41.3927 | -74.3478 | 3.9032 | PV | c-Si | 6.9287 | 5.001 | 1.3855 | Fixed Tilt | Fixed Tilt | 25 | 180 | PV+Storage | LIB | DC | 2021 | 4.5 | 17 | 32.72 | 8.44 |  |  | Investor-owned Utility | [16 empty] | 15.66% | 14.05%
64876 | 0 Hammond St CSG | 2021-10-31 | 2021 | ISO-NE | MA | 41.8085 | -70.7267 | 3.8485 | PV | c-Si | 7.1955 | 5.001 | 1.4388 | Tracking | Single Axis | Tracking | 180 | PV+Storage |  | DC | 2021 | 5 | 26.2624 | 32.84 | 4.67 |  |  | Unknown | [16 empty] | 16.13%
64875 | 276 Federal Rd(CSG) | 2021-11-30 | 2021 | ISO-NE | MA | 41.8051 | -70.7252 | 3.8485 | PV | c-Si | 7.6066 | 5.001 | 1.521 | Fixed Tilt | Fixed Tilt | 25 | 180 | PV+Storage | LIB | AC | 2021 | 3.3 | 7.2884 | 32.14 | 4.12 |  |  | Unknown | [16 empty] | 11.15% | 23.15%
64970 | 59 Federal Rd(CSG) | 2021-11-30 | 2021 | ISO-NE | MA | 41.8285 | -70.7212 | 3.8485 | PV | c-Si | 11.648 | 5.001 | 2.3291 | Fixed Tilt | Fixed Tilt | 25 | 180 | PV+Storage | LIB | AC | 2021 | 5 | 26.5 | 32.95 | 4.74 |  |  | Unknown | [16 empty] | 29.27%
65055 | 77 Farm to Market Rd Hybrid (77F2M Wham8 Solar) | 2021-12-31 | 2021 | ISO-NE | MA | 41.7917 | -70.7249 | 3.8812 | PV | c-Si | 6.9537 | 5.001 | 1.3905 | Fixed Tilt | Fixed Tilt | 25 | 180 | PV+Storage | Lithium-Ion | DC | 2021 | 2.31 | 4.8809 | 31.92 | 4.07 |  |  | Unknown | [16 empty] | 25.23%
65056 | 160 Tihonet Rd Hybrid (160TIH WHAM8 Solar) | 2021-12-31 | 2021 | ISO-NE | MA | 41.7997 | -70.7029 | 3.8812 | PV | c-Si | 7.403 | 5.001 | 1.4803 | Fixed Tilt | Fixed Tilt | 25 | 180 | PV+Storage | LIB | DC | 2021 | 3.3 | 6.884 | 32.12 | 4.08 |  |  | Unknown | [16 empty] | 22.33%
62977 | Syncarpha Northbridge I Hybrid CSG | 2021-12-31 | 2021 | ISO-NE | MA | 42.1119 | -71.6477 | 3.8291 | PV | c-Si | 7.5 | 5.001 | 1.4997 | Fixed Tilt | Fixed Tilt | 20 | 180 | PV+Storage | LIB | AC | 2021 | 4 | 8 | 31.54 | 4.04 |  |  | Investor-owned Utility | [16 empty] | 19.73% | 20.26%
66764 | SCH - (2A) 156 Barhydt Rd Glenville | 2021-07-30 | 2021 | NYISO | NY | 42.85 | -74.05 | 3.8199 | PV | c-Si | 7.6 | 5.001 | 1.5197 | Fixed Tilt | Fixed Tilt | 16 | 203 |  | LIB | DC | 2021 | 2.5 | 10 | 32.98 | 9.66 |  |  | Unknown | [16 empty] | 14.62% | 15.16%
62674 | Antelope Expansion 3B | 2021-06-30 | 2021 | CAISO | CA | 34.7202 | -118.3225 | 5.7812 | PV | c-Si | 6.3 | 5.001 | 1.2597 | Tracking | Single Axis | Tracking | 180 | [6 empty] | 10.48 | 8.85 |  |  | Public Utilities | 32.1495 | [15 empty] | 26.02% | 24.99%
64392 | Branch Solar Farm | 2021-10-31 | 2021 | SPP | AR | 35.3078 | -93.9243 | 4.4593 | PV | c-Si | 6.42 | 5.001 | 1.2837 | Tracking | Single Axis | Tracking | 180 | [6 empty] | 31.9 | 29.65 | 59.87 | 43.73 | Monopoly Investor-owned Utility | [16 empty] | 22.62% | 22.71%
65464 | Lerdo Detention Facility - Solar 2, 3 | 2021-11-30 | 2021 | CAISO | CA | 35.5017 | -119.1129 | 5.3716 | PV | c-Si | 6.7 | 5.1 | 1.3137 | Tracking | Single Axis | Tracking | 180 | [6 empty] | 9.24 | 21.53 | 91.6 | 66.4 | Unknown | [16 empty] | 20.54% | 11.36%
64251 | Pickford Solar | 2021-02-28 | 2021 | MISO | MI | 46.1893 | -84.3454 | 3.6641 | PV | c-Si | 7.6 | 6.9 | 1.1014 | Fixed Tilt | Fixed Tilt | 35 | 180 | [6 empty] | 32.23 | 2.36 | 54.36 | 41.29 | Public Utilities | [15 empty] | 14.52% | 15.02% | 16.11%
67060 | C&B Graham Energy, LLC | 2021-08-31 | 2021 | PJM | IN | 39.8188 | -86.4503 | 4.009 | PV | c-Si | 10.2 | 7 | 1.4571 | Tracking | Single Axis | Tracking | 180 | [6 empty] | 33.23 | 7.55 | 107.15 | 78.43 | Public Utilities | [16 empty] | 7.058% | 22.58%
63895 | Augusta PV - BD Solar Augusta | 2021-06-30 | 2021 | ISO-NE | ME | 44.3276 | -69.7288 | 3.7196 | PV | c-Si | 8.7 | 7.2 | 1.2083 | Tracking | Single Axis | Tracking | 180 | [6 empty] | 31.62 | 3.29 | 83.15 | 61.06 | Investor-owned Utility | [15 empty] | 17.62% | 10.7% | 15.89%
64818 | Connexus Solar Stanford 1STF (Sunflower) | 2021-05-31 | 2021 | MISO | MN | 45.4161 | -93.3928 | 3.7866 | PV | c-Si | 7.3 | 7.3 | 1 | Tracking | Single Axis | Tracking | 180 | [6 empty] | 29.48 | 2.7 | 81.72 | 57.38 | Unknown
64248 | IMPA Anderson 4 Solar Project | 2021-08-31 | 2021 | PJM | IN | 40.0827 | -85.6361 | 3.9678 | PV | c-Si | 10.38 | 7.8 | 1.3308 | Tracking | Single Axis | Tracking | 180 | [6 empty] | 31.64 | 2.86 | 41.89 | 32.24 | Public Utilities | [15 empty] | 22.37% | 21.94% | 21.83%
64244 | IMPA Anderson 3 Solar Project | 2021-12-31 | 2021 | PJM | IN | 40.0809 | -85.6417 | 3.9678 | PV | c-Si | 11.337 | 8.7 | 1.3031 | Tracking | Single Axis | Tracking | 180 | [6 empty] | 31.63 | 2.85 | 48.07 | 36.2 | Public Utilities | [15 empty] | 22.05% | 21.83% | 21.97%
64247 | IMPA Richmond 5 Solar Park | 2021-06-30 | 2021 | PJM | IN | 39.8056 | -84.8745 | 3.973 | PV | c-Si | 11.9 | 9 | 1.3222 | Tracking | Single Axis | Tracking | 180 | [6 empty] | 33.2 | 2.93 | 47.43 | 35.84 | Public Utilities | [15 empty] | 22.8% | 22.23% | 21.45%
64831 | Oak Leaf Solar XVIII (DIA 7) | 2021-12-31 | 2021 | West (non-ISO) | CO | 39.8981 | -104.6654 | 4.8457 | PV | c-Si | 12.4 | 9 | 1.3778 | Tracking | Single Axis | Tracking | 180 | [6 empty] | 15.8 | 23.5 | 111.17 | 79.62 | Corporate | [16 empty] | 17.63% | 14.5%
64843 | SR Washington I aka Martin Solar Farm | 2021-12-31 | 2021 | Southeast (non-ISO) | TN | 36.3456 | -82.5954 | 4.2781 | PV | c-Si | 15 | 9 | 1.6667 | Tracking | Single Axis | Tracking | 180 | [6 empty] | 23.42 | 35.16 | 88.74 | 63.49 | Public Utilities | [15 empty] | 23.81% | 25.59% | 24.97%
63897 | Oxford PV - BD Solar Oxford | 2021-06-30 | 2021 | ISO-NE | ME | 44.1503 | -70.4785 | 3.7527 | PV | c-Si | 12.9 | 9.2 | 1.4022 | Tracking | Single Axis | Tracking | 180 | [6 empty] | 32.28 | 3.23 | 79.51 | 58.63 | Investor-owned Utility | [15 empty] | 19.87% | 13.5% | 18.19%
64246 | IMPA Peru 2 Solar Park | 2021-04-30 | 2021 | MISO | IN | 40.7582 | -86.105 | 3.9047 | PV | c-Si | 12.6 | 9.5 | 1.3263 | Tracking | Single Axis | Tracking | 180 | [6 empty] | 30.37 | 2.49 | 40.77 | 31.55 | Public Utilities | [15 empty] | 22.09% | 21.4% | 21.71%
65474 | GDIM 1, LLC (Iron Mine Solar) | 2021-12-31 | 2021 | ISO-NE | RI | 41.9667 | -71.526 | 3.8566 | PV | c-Si | 12.6 | 9.6 | 1.3125 | Fixed Tilt | Fixed Tilt | 20 | 180 | [6 empty] | 30.98 | 4.02 |  |  | Unknown | [15 empty] | 14.9% | 15.71% | 16.81%
65475 | GDIM 2, LLC (Iron Mine Solar) | 2021-12-31 | 2021 | ISO-NE | RI | 41.9673 | -71.5196 | 3.8566 | PV | c-Si | 11.5 | 9.6 | 1.1979 | Fixed Tilt | Fixed Tilt | 20 | 180 | [6 empty] | 30.94 | 4 |  |  | Unknown | [16 empty] | 15.02% | 14.99%
65476 | GDIM 3, LLC (Iron Mine Solar) | 2021-12-31 | 2021 | ISO-NE | RI | 41.9631 | -71.5169 | 3.8566 | PV | c-Si | 13 | 9.6 | 1.3542 | Fixed Tilt | Fixed Tilt | 20 | 180 | [6 empty] | 31.01 | 4.04 |  |  | Unknown | [16 empty] | 16.06% | 17.45%
65477 | GDIM 4, LLC (Iron Mine Solar) | 2021-12-31 | 2021 | ISO-NE | RI | 41.9631 | -71.5169 | 3.8566 | PV | c-Si | 12.2 | 9.6 | 1.2708 | Fixed Tilt | Fixed Tilt | 20 | 180 | [6 empty] | 30.95 | 4.01 |  |  | Unknown | [15 empty] | 14.27% | 16.4% | 16.89%
65127 | AES Belleville Solar LLC | 2021-09-30 | 2021 | MISO | IL | 38.4872 | -90.0135 | 4.2403 | PV | c-Si | 13.3 | 9.9 | 1.3434 | Fixed Tilt | Fixed Tilt | 15 | 180 | [6 empty] | 27.82 | 2.31 | 138.32 | 97.13 | Investor-owned Utility | [15 empty] | 17.25% | 19.94% | 13.95%
64892 | TPE Erath Solar | 2021-12-31 | 2021 | ERCOT | TX | 32.2625 | -98.2075 | 4.9103 | PV | c-Si | 14 | 9.9 | 1.4141 | Tracking | Single Axis | Tracking | 180 | [6 empty] | 22.46 |  | 38.5 | 29.04 | Public Utilities | [15 empty] | 30.04% | 29.09%
59569 | Whitetail Solar | 2021-12-31 | 2021 | Southeast (non-ISO) | SC | 34.3982 | -79.3975 | 4.5654 | PV | c-Si | 14.2 | 9.996 | 1.4206 | Tracking | Single Axis | Tracking | 180 | [6 empty] | 20.77 | 7.27 |  |  | Monopoly Investor-owned Utility | [15 empty] | 25.37% | 26.64% | 25.78%
65412 | Northern Cardinal Solar SCS IL 1, LLC (Solar Farm 2.0) | 2021-02-28 | 2021 | MISO | IL | 40.0706 | -88.2433 | 4.041 | PV | c-Si | 12.3 | 10 | 1.23 | Tracking | Single Axis | Tracking | 180 | [6 empty] | 25.15 | 2.55 | 61.71 | 45.15 | Unknown | [15 empty] | 20.17% | 21.72%
65230 | Truman Solar | 2021-06-30 | 2021 | MISO | MO | 38.9565 | -92.2438 | 4.2368 | PV | c-Si | 14 | 10 | 1.4 | Tracking | Single Axis | Tracking | 180 | [6 empty] | 29.46 | 14.63 | 54.93 | 40.28 | Unknown | 36.8972 | [14 empty] | 26.59% | 25.97% | 25.77%
64830 | Brightwood Solar | 2021-12-31 | 2021 | West (non-ISO) | OR | 45.385 | -122.0784 | 3.4575 | PV | c-Si | 13.51 | 10 | 1.351 | Fixed Tilt | Fixed Tilt | 60 | 180 | [8 empty] | 102.35 | 73.09 | Investor-owned Utility | [16 empty] | 18.02% | 17.7%
64010 | Energix Hollyfield | 2021-07-30 | 2021 | PJM | VA | 37.6803 | -77.1599 | 4.2781 | PV | Thin-Film | 17 | 13 | 1.3077 | Tracking | Single Axis | Tracking | 180 | [6 empty] | 35.36 | 4.14 | 51.48 | 38.33 | Other | [15 empty] | 21.12% | 22.41% | 23.48%
65258 | Wapakoneta-Pratt | 2021-11-30 | 2021 | PJM | OH | 40.5423 | -84.1874 | 3.8902 | PV | c-Si | 17.3 | 13.5 | 1.2815 | Fixed Tilt | Fixed Tilt | 25 | 180 | [6 empty] | 36.49 | 3.26 | 52.36 | 39.44 | Public Utilities | [15 empty] | 20.09% | 19.44% | 19.95%
62673 | Antelope Expansion 3A | 2021-06-30 | 2021 | CAISO | CA | 34.7258 | -118.3221 | 5.7812 | PV | c-Si | 19 | 15 | 1.2667 | Tracking | Single Axis | Tracking | 180 | [6 empty] | 10.49 | 9.19 |  |  | Public Utilities | 32.1495 | [14 empty] | 35.13% | 26.43% | 24.06%
61318 | Mt. Jackson Solar | 2021-06-30 | 2021 | PJM | VA | 38.7381 | -78.6617 | 4.1342 | PV | Thin-Film | 22 | 15.7 | 1.4013 | Tracking | Single Axis | Tracking | 180 | [6 empty] | 34.38 | 2.87 | 52.79 | 39.28 | Monopoly Investor-owned Utility | [15 empty] | 23.1% | 23.93% | 23.94%
63861 | Logansport Solar | 2021-09-30 | 2021 | MISO | IN | 40.7601 | -86.3883 | 3.9005 | PV | c-Si | 19.3 | 16 | 1.2063 | Fixed Tilt | Fixed Tilt | 30 | 180 | [6 empty] | 29.25 | 2.13 | 56.64 | 42.85 | Public Utilities | [15 empty] | 15.77% | 17.38% | 16.61%
64559 | Wallingford Solar | 2021-09-30 | 2021 | ISO-NE | CT | 41.4407 | -72.8414 | 3.8933 | PV | c-Si | 20.7 | 16.1 | 1.2857 | Fixed Tilt | Fixed Tilt | 10 | 187.4571 | [6 empty] | 31.04 | 3.31 | 95.93 | 69.64 | Investor-owned Utility | [15 empty] | 15.41% | 15.42% | 14.75%
65278 | Wonderful Lost Hills | 2021-09-30 | 2021 | CAISO | CA | 35.6682 | -119.8765 | 5.3722 | PV | c-Si | 24.9 | 16.7 | 1.491 | Tracking | Single Axis | Tracking | 179 | [6 empty] | 7.11 | 7.45 | 44.62 | 32.81 | Unknown | [15 empty] | 34.1% | 33.04% | 32.85%
63696 | Westmoreland County Solar Project | 2021-10-31 | 2021 | PJM | VA | 38.0036 | -76.7484 | 4.2369 | PV | c-Si | 29.6 | 19.9 | 1.4874 | Tracking | Single Axis | Tracking | 180 | [6 empty] | 36.15 | 4.19 | 46.95 | 35.23 | Monopoly Investor-owned Utility | [15 empty] | 27.66% | 27.07% | 25.38%
65321 | Rochambeau Solar | 2021-12-31 | 2021 | PJM | VA | 37.3597 | -76.755 | 4.3134 | PV | c-Si | 25.6 | 19.9 | 1.2864 | Tracking | Single Axis | Tracking | 166 | [6 empty] | 33.1 | 4.12 | 64.03 | 47.01 | Education | [15 empty] | 19.09% | 19.25% | 21.51%
63801 | St. Joseph Solar | 2021-03-31 | 2021 | PJM | IN | 41.7315 | -86.1021 | 3.8394 | PV | Thin-Film | 25.4 | 20 | 1.27 | Tracking | Single Axis | Tracking | 180 | [6 empty] | 30.93 | 3.98 | 64.78 | 47.84 | Education | [15 empty] | 13.39% | 18.49% | 21.52%
64590 | O'Brien Solar Fields | 2021-05-31 | 2021 | MISO | WI | 42.9969 | -89.4579 | 3.8368 | PV | c-Si | 24.13 | 20 | 1.2065 | Tracking | Single Axis | Tracking | 180 | [6 empty] | 27.31 | 2.49 | 71.04 | 50.98 | Investor-owned Utility | [15 empty] | 21.98% | 21.37% | 21.89%
63894 | Milo PV - BD Solar 1 | 2021-06-30 | 2021 | ISO-NE | ME | 45.2678 | -68.9901 | 3.6381 | PV | c-Si | 27.4 | 20 | 1.37 | Tracking | Single Axis | Tracking | 180 | [6 empty] | 32.48 | 3.27 | 80.94 | 59.74 | Investor-owned Utility | [15 empty] | 16.28% | 14.4% | 17.55%
64015 | Energix Buckingham | 2021-07-30 | 2021 | PJM | VA | 37.5018 | -78.3839 | 4.3037 | PV | Thin-Film | 26.4 | 20 | 1.32 | Tracking | Single Axis | Tracking | 180 | [6 empty] | 32.16 | 3.94 | 52.63 | 39.08 | Monopoly Investor-owned Utility | [15 empty] | 22.9% | 22.69% | 22.93%
64690 | Todd Solar | 2021-07-30 | 2021 | PJM | MD | 38.6133 | -75.8352 | 4.2214 | PV | c-Si | 29 | 20 | 1.45 | Tracking | Single Axis | Tracking | 180 | [6 empty] | 33.08 | 8.6 | 32.74 | 26.54 | Investor-owned Utility | [15 empty] | 25.62% | 24.84% | 19.31%
65022 | Briel Solar Farm | 2021-08-31 | 2021 | PJM | VA | 37.5236 | -77.2636 | 4.283 | PV | c-Si | 27.3 | 20 | 1.365 | Fixed Tilt | Fixed Tilt |  | 180 | [6 empty] | 34.01 | 3.43 | 64.26 | 46.83 | Corporate | [15 empty] | 23.24%
64817 | Energix Leatherwood | 2021-08-31 | 2021 | PJM | VA | 36.6879 | -79.7018 | 4.3388 | PV | Thin-Film | 26 | 20 | 1.3 | Tracking | Single Axis | Tracking | 180 | [6 empty] | 30.92 | 4.1 | 50 | 37.13 | Investor-owned Utility | [15 empty] | 23.61% | 22.98% | 24.09%
64535 | Camden Solar | 2021-11-30 | 2021 | PJM | NC | 36.3079 | -76.1445 | 4.4023 | PV | c-Si | 29.3 | 20 | 1.465 | Tracking | Single Axis | Tracking | 180 | [6 empty] | 31.41 | 4.01 | 66.95 | 49.39 | Unknown | [15 empty] | 25.41% | 25.32% | 15.9%
62436 | SR Arlington I | 2021-12-31 | 2021 | Southeast (non-ISO) | GA | 31.4029 | -84.8368 | 4.7441 | PV | Thin-Film | 29 | 20 | 1.45 | Tracking | Single Axis | Tracking | 180 | [6 empty] | 27.88 | 32.23 | 66.83 | 48.25 | Public Utilities | 23.6313 | [14 empty] | 27.9% | 26.2% | 24.76%
65122 | NY8 - Branscomb Solar | 2021-12-31 | 2021 | NYISO | NY | 42.9638 | -73.5923 | 3.7622 | PV | c-Si | 27 | 20 | 1.35 | Tracking | Single Axis | Tracking | 180 | [6 empty] | 34.12 | 8.73 | 47.48 | 36.87 | Investor-owned Utility | 66.9631 | [14 empty] | 18.79% | 18.95% | 18.11%
64327 | Toms River Solar (EDF Ph1 Toms River) | 2021-06-30 | 2021 | PJM | NJ | 39.983 | -74.2378 | 4.0123 | PV | c-Si | 28.9 | 21.3 | 1.3568 | Fixed Tilt | Fixed Tilt | 20 | 180 | [6 empty] | 28.98 | 5.47 |  |  | Corporate | [15 empty] | 21.17% | 18.64% | 20.27%
63722 | Rawhide Prairie Solar Hybrid | 2021-03-31 | 2021 | West (non-ISO) | CO | 40.8481 | -105.0153 | 4.4397 | PV | c-Si | 29 | 22 | 1.3182 | Tracking | Single Axis | Tracking | 180 | PV+Storage | Lithium-Ion | AC | 2021 | 1 | 2 | 16.16 | 27.74 | 49.55 | 36.83 | Public Utilities | 26.5425 | [14 empty] | 25.75% | 24.62% | 22.63%
62821 | Speedway Solar NC | 2021-12-31 | 2021 | Southeast (non-ISO) | NC | 35.2182 | -80.5292 | 4.521 | PV | c-Si | 33.7 | 22.6 | 1.4912 | Tracking | Single Axis | Tracking | 180 | [6 empty] | 23.54 | 36.46 | 70.1 | 52.22 | Monopoly Investor-owned Utility | [15 empty] | 18.73% | 21.51% | 16.98%
64877 | Edwards Sanborn E3 (incl. Sanborn BESS 1+2) | 2021-12-31 | 2021 | CAISO | CA | 34.9447 | -118.1301 | 5.8476 | PV | Thin-Film | 28.6 | 27.4 | 1.0438 | Tracking | Single Axis | Tracking | 180 | PV+Storage | LIB | DC | 2021 | 213.2 | 631.5 | 10.01 | 10.16 | 40.27 | 30.04 | Corporate | [15 empty] | 25.22% | 22.32% | 21.68%
63940 | Central 40 | 2021-02-28 | 2021 | CAISO | CA | 37.2485 | -121.1133 | 5.1919 | PV | c-Si | 50.5 | 40 | 1.2625 | Tracking | Single Axis | Tracking | 180 | [6 empty] | 24.05 | 12.54 | 108.77 | 76.13 | Public Utilities | 28.8335 | [14 empty] | 25.11% | 19.98% | 19.5%
63049 | Prineville Solar Energy | 2021-02-28 | 2021 | West (non-ISO) | OR | 44.2713 | -120.8754 | 4.464 | PV | c-Si | 60.06 | 46.2 | 1.3 | Tracking | Single Axis | Tracking | 180 | [6 empty] | 25.66 | 19.15 | 29.96 | 24.12 | Corporate | 21.3571 | [14 empty] | 24.23% | 22.97% | 22.09%
64387 | Quinebaug Solar | 2021-12-31 | 2021 | ISO-NE | CT | 41.7499 | -71.9325 | 3.8656 | PV | c-Si | 63.4 | 49.4 | 1.2834 | Fixed Tilt | Fixed Tilt | 18 | 180 | [6 empty] | 30.57 | 3.05 | 83.62 | 60.37 | Investor-owned Utility | 73.2736 | [14 empty] | 19.51% | 17.62% | 18.32%
62950 | Bluestone Solar | 2021-05-31 | 2021 | PJM | VA | 36.8115 | -78.4839 | 4.3607 | PV | c-Si | 70 | 49.9 | 1.4028 | Tracking | Single Axis | Tracking | 180 | [6 empty] | 29.35 | 4.97 | 74.3 | 55.48 | Corporate | [15 empty] | 19.56% | 16.09% | 15.05%
62959 | Whitehorn Solar | 2021-10-31 | 2021 | PJM | VA | 36.9247 | -79.3559 | 4.3372 | PV | c-Si | 65.7 | 50 | 1.314 | Tracking | Single Axis | Tracking | 180 | [6 empty] | 29.21 | 4.64 | 64.55 | 47.9 | Corporate | [15 empty] | 21.26% | 18.11% | 17.67%
62822 | Broad River Solar | 2021-12-31 | 2021 | Southeast (non-ISO) | NC | 35.188 | -81.7512 | 4.5383 | PV | c-Si | 79 | 50 | 1.58 | Tracking | Single Axis | Tracking | 180 | [6 empty] | 23.56 | 44.93 | 55.71 | 42.41 | Monopoly Investor-owned Utility | [15 empty] | 26.4% | 22.62% | 17.6%
63929 | Troy Solar | 2021-04-30 | 2021 | MISO | IN | 38.0221 | -86.7899 | 4.1788 | PV | Thin-Film | 64.7 | 50.4 | 1.2837 | Tracking | Single Axis | Tracking | 180 | [6 empty] | 32.18 | 2.72 | 65.04 | 47.42 | Investor-owned Utility | [15 empty] | 23.42% | 21.17% | 20.3%
63495 | Durrance | 2021-01-31 | 2021 | Southeast (non-ISO) | FL | 27.7917 | -81.9942 | 5.0293 | PV | Thin-Film | 70.8 | 60 | 1.18 | Tracking | Single Axis | Tracking | 180 | [6 empty] | 16.63 | 24.59 | 51.19 | 38.61 | Monopoly Investor-owned Utility | [15 empty] | 18.86% | 20.45% | 16.81%
63807 | Sugar Solar | 2021-12-31 | 2021 | Southeast (non-ISO) | NC | 36.1661 | -80.6545 | 4.4228 | PV | c-Si | 81 | 60 | 1.35 | Fixed Tilt | Fixed Tilt | 60 | 180 | [6 empty] | 22.64 | 28.74 | 63.76 | 46.84 | Monopoly Investor-owned Utility | [15 empty] | 23.75% | 21.36% | 19.88%
62951 | Hawtree Solar | 2021-10-31 | 2021 | PJM | NC | 36.5299 | -78.1097 | 4.4021 | PV | c-Si | 88.5 | 65 | 1.3615 | Tracking | Single Axis | Tracking | 180 | [6 empty] | 28.12 | 5.03 | 64.01 | 47.29 | Corporate | 27.3512 | [14 empty] | 24.62% | 18.12% | 19.58%
64151 | SR Perry | 2021-12-31 | 2021 | Southeast (non-ISO) | GA | 32.3836 | -83.7607 | 4.6807 | PV | Thin-Film | 98 | 68 | 1.4412 | Tracking | Single Axis | Tracking | 180 | [6 empty] | 28.03 | 30.18 | 65.84 | 47.52 | Public Utilities | 26.876 | [14 empty] | 28.34% | 26.35% | 25.08%
62668 | Maiden Creek Solar Power Plant | 2021-01-31 | 2021 | Southeast (non-ISO) | NC | 35.5935 | -81.1655 | 4.488 | PV | c-Si | 102.7 | 69.3 | 1.482 | Fixed Tilt | Fixed Tilt | 23 | 174 | [6 empty] | 23.25 | 32.09 | 51.96 | 39.53 | Monopoly Investor-owned Utility | [15 empty] | 21.34% | 21.88% | 21.16%
65323 | Bedford Solar | 2021-11-30 | 2021 | PJM | VA | 36.6965 | -76.1604 | 4.3643 | PV | c-Si | 78.5 | 70 | 1.1214 | Tracking | Single Axis | Tracking | 181 | [6 empty] | 30.8 | 3.7 | 60.42 | 44.39 | Other | 33.7641 | [14 empty] | 18.86% | 16.96% | 19.56%
63976 | Bay Tree | 2021-11-30 | 2021 | Southeast (non-ISO) | NC | 34.7041 | -78.3934 | 4.4853 | PV | Thin-Film | 90.2 | 70.1 | 1.2867 | Tracking | Single Axis | Tracking | 180 | [6 empty] | 20.71 | 7.2 | 46.75 | 34.84 | Monopoly Investor-owned Utility | [15 empty] | 25.51% | 24.42% | 23.54%
63050 | Millican Solar Energy | 2021-03-31 | 2021 | West (non-ISO) | OR | 44.2535 | -120.8825 | 4.464 | PV | c-Si | 76.8 | 71.4 | 1.0756 | Tracking | Single Axis | Tracking | 180 | [6 empty] | 25.57 | 16.42 | 26.96 | 21.47 | Corporate | 21.3571 | [14 empty] | 22.65% | 22.22% | 22.17%
62924 | FPL Pelican Solar Center | 2021-03-31 | 2021 | Southeast (non-ISO) | FL | 27.5956 | -80.5693 | 4.9181 | PV | c-Si | 113.2 | 74.5 | 1.5195 | Fixed Tilt | Fixed Tilt | 20 | 195 | [6 empty] | 26.79 | 19.9 | 37.67 | 29.73 | Monopoly Investor-owned Utility | [15 empty] | 24.36% | 24.26% | 23.22%
62921 | FPL Palm Bay Solar | 2021-03-31 | 2021 | Southeast (non-ISO) | FL | 27.8548 | -80.6691 | 4.959 | PV | c-Si | 113.2 | 74.5 | 1.5195 | Tracking | Single Axis | Tracking | 195 | [6 empty] | 26.88 | 21.21 | 40.42 | 31.59 | Monopoly Investor-owned Utility | [15 empty] | 25.14% | 24.95% | 21.72%
62915 | FPL Magnolia Springs Solar Center | 2021-03-31 | 2021 | Southeast (non-ISO) | FL | 29.8799 | -81.6942 | 4.7868 | PV | c-Si | 108.3 | 74.5 | 1.4537 | Tracking | Single Axis | Tracking | 180 | [6 empty] | 26.86 | 21.22 | 39.62 | 31.01 | Monopoly Investor-owned Utility | [15 empty] | 24.23% | 23.19% | 21.66%
62917 | FPL Rodeo Solar Center | 2021-03-31 | 2021 | Southeast (non-ISO) | FL | 27.3219 | -81.8021 | 5.0438 | PV | c-Si | 82.8 | 74.5 | 1.1114 | Tracking | Single Axis | Tracking | 180 | [6 empty] | 26.53 | 21.93 | 35.83 | 27.34 | Monopoly Investor-owned Utility | [15 empty] | 23.9% | 24.26% | 21.23%
63110 | FPL Sabal Palm Solar Center | 2021-04-30 | 2021 | Southeast (non-ISO) | FL | 26.7729 | -80.3513 | 4.9453 | PV | c-Si | 113.2 | 74.5 | 1.5195 | Fixed Tilt | Fixed Tilt | 20 | 180 | [6 empty] | 26.91 | 18.55 | 38.71 | 30.35 | Monopoly Investor-owned Utility | [15 empty] | 24.77% | 24.65% | 23.44%
62919 | FPL Orange Blossom Solar Center | 2021-05-31 | 2021 | Southeast (non-ISO) | FL | 27.5949 | -80.5695 | 4.9181 | PV | c-Si | 96.7 | 74.5 | 1.298 | Fixed Tilt | Fixed Tilt | 20 | 195 | [6 empty] | 26.77 | 18.65 | 36.3 | 28.15 | Monopoly Investor-owned Utility | [15 empty] | 23.87% | 24.32% | 22.74%
63109 | FPL Discovery Solar Center | 2021-05-31 | 2021 | Southeast (non-ISO) | FL | 28.5355 | -80.6769 | 4.9899 | PV | c-Si | 96.7 | 74.5 | 1.298 | Fixed Tilt | Fixed Tilt | 20 | 180 | [6 empty] | 26.51 | 18.71 | 42.63 | 32.63 | Monopoly Investor-owned Utility | [15 empty] | 22.96% | 22.76% | 20.72%
64301 | FPL Willow Solar Energy Center | 2021-05-31 | 2021 | Southeast (non-ISO) | FL | 27.4481 | -82.0807 | 5.0126 | PV | c-Si | 93.9 | 74.5 | 1.2604 | Tracking | Single Axis | Tracking | 180 | [6 empty] | 26.74 | 20.02 | 34.25 | 26.46 | Monopoly Investor-owned Utility | [15 empty] | 25.49% | 25.66% | 23.94%
64300 | FPL Fort Drum Energy Center | 2021-06-30 | 2021 | Southeast (non-ISO) | FL | 27.6202 | -80.7961 | 4.9623 | PV | c-Si | 96.7 | 74.5 | 1.298 | Fixed Tilt | Fixed Tilt | 20 | 195 | [6 empty] | 26.61 | 18.84 | 41.82 | 32.51 | Monopoly Investor-owned Utility | [15 empty] | 21.21% | 21.36% | 18.66%
63978 | Duette Solar Power Plant | 2021-10-31 | 2021 | Southeast (non-ISO) | FL | 27.5858 | -82.062 | 4.9966 | PV | c-Si | 102 | 74.5 | 1.3691 | Tracking | Single Axis | Tracking | 180 | [6 empty] | 19.84 | 26.72 | 45.78 | 34.65 | Monopoly Investor-owned Utility | [15 empty] | 24.48% | 21.87% | 23.8%
65036 | Cotton Creek Solar Energy Center | 2021-12-31 | 2021 | Southeast (non-ISO) | FL | 30.8491 | -87.3459 | 4.6591 | PV | c-Si | 107.6 | 74.5 | 1.4443 | Fixed Tilt | Fixed Tilt | 20 | 180 | [6 empty] | 27.86 | 19.3 | 48 | 36.66 | Unknown | [15 empty] | 22.66% | 22.19% | 21.46%
64657 | Magnolia Solar | 2021-12-31 | 2021 | Southeast (non-ISO) | FL | 27.9179 | -82.0496 | 4.9805 | PV | Thin-Film | 88.4 | 74.5 | 1.1866 | Tracking | Single Axis | Tracking | 180 | [6 empty] | 16.64 | 18.13 | 49.56 | 37.02 | Monopoly Investor-owned Utility | [15 empty] | 19.71% | 20.78% | 21.19%
63517 | Santa Fe Solar Power Plant | 2021-03-31 | 2021 | Southeast (non-ISO) | FL | 29.8722 | -82.7259 | 4.7629 | PV | Thin-Film | 100.8 | 74.9 | 1.3458 | Tracking | Single Axis | Tracking | 181 | [6 empty] | 19.76 | 31.05 | 49.58 | 37.27 | Monopoly Investor-owned Utility | [15 empty] | 24.36% | 20.92% | 22.29%
63518 | Twin Rivers Solar Power Plant | 2021-03-31 | 2021 | Southeast (non-ISO) | FL | 30.4552 | -83.1913 | 4.7426 | PV | c-Si | 98.3 | 74.9 | 1.3124 | Tracking | Single Axis | Tracking | 180 | [6 empty] | 20.09 | 28.5 | 43.44 | 32.85 | Monopoly Investor-owned Utility | [15 empty] | 25.33% | 22.44% | 23.8%
64337 | Farmington Solar | 2021-10-31 | 2021 | ISO-NE | ME | 44.6523 | -70.0967 | 3.6505 | PV | c-Si | 115.7 | 77 | 1.5026 | Fixed Tilt | Fixed Tilt | 18 | 180 | [6 empty] | 29.84 | 2.9 | 80.4 | 58.99 | Investor-owned Utility | 78.1029 | [14 empty] | 19.85% | 18.05% | 19.16%
64144 | Harts Mill Solar | 2021-01-31 | 2021 | PJM | NC | 35.8916 | -77.6436 | 4.4415 | PV | c-Si | 112 | 80 | 1.4 | Tracking | Single Axis | Tracking | 180 | [6 empty] | 27.16 | 4.12 | 39.74 | 30.38 | Unknown | [15 empty] | 26.05% | 25.38% | 25.38%
63549 | Water Strider Solar | 2021-03-31 | 2021 | PJM | VA | 37.0164 | -79.0271 | 4.3338 | PV | c-Si | 108.2 | 80 | 1.3525 | Tracking | Single Axis | Tracking | 180 | [6 empty] | 29.19 | 3.72 | 52.9 | 38.91 | Monopoly Investor-owned Utility | 33.0279 | [14 empty] | 25.53% | 26.28% | 24.62%
62666 | Sigurd Solar | 2021-05-31 | 2021 | West (non-ISO) | UT | 38.8399 | -112.0083 | 4.9433 | PV | c-Si | 112 | 80 | 1.4 | Tracking | Single Axis | Tracking | 180 | [6 empty] | 17.08 | 13.71 | 36.72 | 27.95 | Corporate | 23.171 | [14 empty] | 29.09% | 28.42% | 28.36%
61991 | Pioneer Solar (CO) | 2021-06-30 | 2021 | West (non-ISO) | CO | 39.7618 | -104.4611 | 4.8457 | PV | Thin-Film | 110 | 80 | 1.375 | Tracking | Single Axis | Tracking | 180 | [6 empty] | 15.75 | 25.07 | 63.57 | 45.63 | Public Utilities | 22.7508 | [14 empty] | 29.16% | 25.68% | 28.13%
64019 | Altavista Solar | 2021-06-30 | 2021 | PJM | VA | 37.1479 | -79.3475 | 4.3292 | PV | c-Si | 113 | 80 | 1.4125 | Tracking | Single Axis | Tracking | 180 | [6 empty] | 30.35 | 4.1 | 56.57 | 41.82 | Corporate | [15 empty] | 23.93% | 24.1% | 23.1%
63842 | Trent River Solar | 2021-07-30 | 2021 | Southeast (non-ISO) | NC | 34.9942 | -77.2463 | 4.4257 | PV | c-Si | 108 | 80 | 1.35 | Fixed Tilt | Fixed Tilt | 60 | 181 | [6 empty] | 20.11 | 3.26 | 57.85 | 43.06 | Monopoly Investor-owned Utility | [15 empty] | 22.8% | 20.09% | 20.26%
63061 | Clover Creek Solar | 2021-12-31 | 2021 | West (non-ISO) | UT | 39.8424 | -111.8882 | 4.7487 | PV | Thin-Film | 107 | 80 | 1.3375 | Tracking | Single Axis | Tracking | 180 | [6 empty] | 18.53 | 19.91 | 31.96 | 24.65 | Public Utilities | 24.3707 | [14 empty] | 29.54% | 27.94% | 28.41%
64150 | SR Lancaster Solar GA | 2021-12-31 | 2021 | Southeast (non-ISO) | GA | 31.4854 | -84.7319 | 4.7613 | PV | Thin-Film | 114 | 80 | 1.425 | Tracking | Single Axis | Tracking | 180 | [6 empty] | 27.85 | 34.77 | 65.14 | 47.04 | Public Utilities | 21.4169 | [14 empty] | 27.6% | 26.42% | 25.08%
62505 | G.S.E. One (Phoenix Solar?) | 2021-09-30 | 2021 | ERCOT | TX | 33.5018 | -96.149 | 4.6176 | PV | Thin-Film | 105 | 82.5 | 1.2727 | Tracking | Single Axis | Tracking | 180 | [6 empty] | 21.56 |  | 49.04 | 36.34 | Corporate | [15 empty] | 26.82% | 23.57% | 22.97%
62730 | Desper Solar (Belcher Solar) | 2021-06-30 | 2021 | PJM | VA | 38.0073 | -78.0469 | 4.2449 | PV | c-Si | 122.4 | 88.2 | 1.3878 | Tracking | Single Axis | Tracking | 180 | [6 empty] | 35.1 | 5.86 | 78.92 | 58.07 | Unknown | 34.6496 | [14 empty] | 22.35% | 16.76% | 15.29%
62420 | Prairie State Solar Project | 2021-07-30 | 2021 | MISO | IL | 38.1971 | -89.5657 | 4.2194 | PV | c-Si | 132.3 | 99 | 1.3364 | Tracking | Single Axis | Tracking | 180 | [6 empty] | 28.22 | 2.57 | 38.86 | 29.4 | Public Utilities | 30.9535 | [14 empty] | 26.8% | 27.01% | 26.92%
64224 | Dressor Plains Solar | 2021-09-30 | 2021 | MISO | IL | 39.1675 | -89.0492 | 4.1529 | PV | c-Si | 135.4 | 99 | 1.3677 | Tracking | Single Axis | Tracking | 182 | [6 empty] | 28.47 | 2.62 | 39.1 | 29.7 | Public Utilities | 30.7367 | [14 empty] | 26.97% | 26.94% | 26.07%
64105 | Maverick Solar 6 | 2021-11-30 | 2021 | CAISO | CA | 33.6991 | -115.2223 | 5.8774 | PV | c-Si | 131 | 100 | 1.31 | Tracking | Single Axis | Tracking | 180 | PV+Storage | LIB | AC | 2022 | 50 | 200 | 6.52 | 7.48 | 33.47 | 25.22 | Public Utilities | 24.0668 | [14 empty] | 35.01% | 31.84% | 29.56%
64624 | Hudson - High Desert Hybrid | 2021-12-31 | 2021 | CAISO | CA | 34.6365 | -117.3724 | 5.9225 | PV | c-Si | 130.4 | 100 | 1.304 | Tracking | Single Axis | Tracking | 180 | PV+Storage | LIB | AC | 2021 | 50 | 200 | 10.91 | 6.68 |  |  | Public Utilities | 22.3398 | [14 empty] | 32.88% | 32.55% | 33.07%
63476 | Saint Solar | 2021-01-31 | 2021 | West (non-ISO) | AZ | 32.8663 | -111.5024 | 5.7683 | PV | Thin-Film | 134 | 100 | 1.34 | Tracking | Single Axis | Tracking | 180 | [6 empty] | 11.17 | 26.05 | 35.21 | 26.49 | Unknown | 22.7063 | [14 empty] | 33.84% | 30.05% | 30.54%
63378 | Wapello Solar | 2021-03-31 | 2021 | MISO | IA | 41.1558 | -91.1768 | 3.9906 | PV | c-Si | 127.5 | 100 | 1.275 | Tracking | Single Axis | Tracking | 182 | [6 empty] | 28.33 | 2.42 |  |  | Public Utilities | [15 empty] | 24.27% | 23.93% | 25.41%
62656 | Hunter Solar | 2021-03-31 | 2021 | West (non-ISO) | UT | 39.1352 | -111.0425 | 5.0129 | PV | c-Si | 129.7 | 100 | 1.297 | Tracking | Single Axis | Tracking | 180 | [6 empty] | 17.54 | 16.75 | 35.29 | 26.47 | Corporate | 21.5516 | [14 empty] | 31.14% | 31.08% | 30.41%
63080 | Harry Allen Solar Energy (MGM Mega Solar Array) | 2021-05-31 | 2021 | West (non-ISO) | NV | 36.4238 | -114.9239 | 5.6882 | PV | c-Si | 123.5 | 100 | 1.235 | Tracking | Single Axis | Tracking | 180 | [6 empty] | 11.04 | 9.27 | 23.4 | 18.28 | Corporate | 25.9327 | [14 empty] | 33.79% | 33.14% | 32.89%
62814 | Sadler Solar | 2021-07-30 | 2021 | PJM | VA | 36.6971 | -77.6103 | 4.3691 | PV | c-Si | 127.8 | 100 | 1.278 | Tracking | Single Axis | Tracking | 180 | [6 empty] | 27.32 | 4.08 | 54.47 | 40.59 | Unknown | [15 empty] | 21.31% | 21.09% | 20.13%
64431 | Point Beach Solar | 2021-09-30 | 2021 | MISO | WI | 44.273 | -87.5546 | 3.803 | PV | c-Si | 141 | 100 | 1.41 | Tracking | Single Axis | Tracking | 181 | [6 empty] | 27.74 | 2.41 | 45 | 34.33 | Public Utilities | 39.2279 | [14 empty] | 22.25% | 22.98% | 23.57%
64191 | SR Lumpkin | 2021-12-31 | 2021 | Southeast (non-ISO) | GA | 32.0255 | -84.7362 | 4.677 | PV | Thin-Film | 140 | 100 | 1.4 | Tracking | Single Axis | Tracking | 180 | [6 empty] | 27.89 | 31.08 | 66.53 | 47.86 | Public Utilities | 21.881 | [14 empty] | 27.14% | 26.2% | 25.72%
61098 | Battle Mountain Solar Project | 2021-05-31 | 2021 | West (non-ISO) | NV | 40.7184 | -117.0614 | 4.9018 | PV | c-Si | 122.9 | 101 | 1.2168 | Tracking | Single Axis | Tracking | 181 | PV+Storage | LIB | DC | 2021 | 25 | 100 | 19.4 | 9.74 | 38.86 | 28.57 | Investor-owned Utility | 22.1398 | [14 empty] | 30.53% | 29.15% | 32.91%
65376 | SR Snipesville II | 2021-12-31 | 2021 | Southeast (non-ISO) | GA | 31.7069 | -82.7376 | 4.7407 | PV | Thin-Film | 152 | 107 | 1.4206 | Tracking | Single Axis | Tracking | 180 | [6 empty] | 27.47 | 27.24 | 68.49 | 49.25 | Corporate | 21.881 | [14 empty] | 27.46% | 25.53% | 25.5%
63538 | Assembly Solar II | 2021-12-31 | 2021 | MISO | MI | 43.0484 | -83.9575 | 3.7773 | PV | c-Si | 161 | 110 | 1.4636 | Tracking | Single Axis | Tracking | 180 | [6 empty] | 31.3 | 2.47 | 46.43 | 35.42 | Public Utilities | 37.8231 | [14 empty] | 23.47% | 22.94% | 23.21%
62772 | Coniglio Solar | 2021-08-31 | 2021 | ERCOT | TX | 33.41 | -96.0778 | 4.6153 | PV | c-Si | 168 | 123.6 | 1.3592 | Tracking | Single Axis | Tracking | 181 | [6 empty] | 22.18 |  | 51.34 | 39.07 | Unknown | [15 empty] | 23.89% | 19.34% | 18.16%
63769 | Briar Creek Solar 1 | 2021-12-31 | 2021 | ERCOT | TX | 32.0675 | -96.5851 | 4.707 | PV | Thin-Film | 153 | 127 | 1.2047 | Tracking | Single Axis | Tracking | 180 | [6 empty] | 20.66 |  | 41.21 | 31.14 | Other | [15 empty] | 26.72% | 23.66% | 20.94%
61648 | Robins Air Force Base Solar | 2021-04-30 | 2021 | Southeast (non-ISO) | GA | 32.6845 | -83.623 | 4.6613 | PV | c-Si | 175 | 128 | 1.3672 | Fixed Tilt | Fixed Tilt | 20 | 180 | [6 empty] | 27.56 | 32.69 | 59.39 | 44.52 | Military | [15 empty] | 22.78% | 20.08% | 17.08%
64426 | Wilmot Energy Center | 2021-04-30 | 2021 | West (non-ISO) | AZ | 32.0354 | -110.8903 | 5.8177 | PV | c-Si | 135 | 130 | 1.0385 | Tracking | Single Axis | Tracking | 180 | PV+Storage | LIB | AC | 2021 | 30 | 30 | 10.91 | 19.26 | 29.91 | 23.17 | Investor-owned Utility | 22.9863 | [14 empty] | 24.93% | 23.89% | 21.47%
64204 | Elara Solar | 2021-12-31 | 2021 | ERCOT | TX | 28.8832 | -99.1786 | 4.8894 | PV | c-Si | 176 | 130 | 1.3538 | Tracking | Single Axis | Tracking | 180 | [6 empty] | 19.46 |  | 46.03 | 34.5 | Other | [15 empty] | 29.13% | 26.36% | 21.37%
64106 | Maverick Solar 7 (aka Palen Solar) | 2021-12-31 | 2021 | CAISO | CA | 33.6864 | -115.1986 | 5.8566 | PV | c-Si | 179 | 132 | 1.3561 | Tracking | Single Axis | Tracking | 180 | [6 empty] | 6.63 | 8.52 | 43.96 | 32.42 | Corporate | 24.0691 | [14 empty] | 35.05% | 31.6% | 25.96%
63764 | Elm Branch Solar 1 | 2021-12-31 | 2021 | ERCOT | TX | 32.2326 | -96.7061 | 4.7109 | PV | Thin-Film | 163 | 134.7 | 1.2101 | Tracking | Single Axis | Tracking | 182 | [6 empty] | 19.98 |  | 38.81 | 29.38 | Corporate | [15 empty] | 26.19% | 25.54% | 22.42%
64879 | Edwards Sanborn E2 | 2021-12-31 | 2021 | CAISO | CA | 34.9415 | -118.129 | 5.8476 | PV | Thin-Film | 146.9 | 137.8 | 1.066 | Tracking | Single Axis | Tracking | 180 | PV+Storage | LIB | DC | 2022 | 122.8 | 250 | 10.01 | 8.74 | 35.14 | 26.27 | Unknown | [15 empty] | 28.68% | 24.76% | 25.7%
57659 | East Blackland Solar Project 1 (Pflugerville Solar) | 2021-07-30 | 2021 | ERCOT | TX | 30.4214 | -97.4614 | 4.7332 | PV | c-Si | 186 | 144 | 1.2917 | Tracking | Single Axis | Tracking | 181 | [6 empty] | 24.94 |  | 46.75 | 35.05 | Public Utilities | 32.8288 | [14 empty] | 25.38% | 24.07% | 21.5%
63892 | Lily Solar Hybrid | 2021-09-30 | 2021 | ERCOT | TX | 32.5333 | -96.429 | 4.6771 | PV | c-Si | 181 | 146 | 1.2397 | Tracking | Single Axis | Tracking | 181 | PV+Storage | LIB | AC | 2021 | 50 | 75 | 21.4 |  |  |  | Unknown | [15 empty] | 28.92% | 26.36% | 24.25%
63029 | Hardin Solar Energy (Hardin I) | 2021-02-28 | 2021 | PJM | OH | 40.6618 | -83.8194 | 3.8607 | PV | c-Si | 199.3 | 150 | 1.3287 | Tracking | Single Axis | Tracking | 180 | [6 empty] | 32.4 | 4.25 | 47.42 | 35.82 | Corporate | [15 empty] | 23.62% | 21.73% | 21.8%
63440 | Sun Streams 2 | 2021-06-30 | 2021 | CAISO | AZ | 33.3204 | -112.8168 | 5.8518 | PV | Thin-Film | 199.5 | 150 | 1.33 | Tracking | Single Axis | Tracking | 180 | [6 empty] | 9.77 | 9.36 | 46.8 | 34.66 | Unknown | [15 empty] | 30.09% | 27.88% | 23.67%
62955 | Badger Hollow I | 2021-11-30 | 2021 | MISO | WI | 42.9383 | -90.3643 | 3.8301 | PV | c-Si | 191.6 | 150 | 1.2773 | Tracking | Single Axis | Tracking | 180 | [6 empty] | 26.58 | 2.45 | 75.37 | 56.41 | Investor-owned Utility | [15 empty] | 15.03% | 13.28% | 14.96%
64335 | Quitman II Solar | 2021-12-31 | 2021 | Southeast (non-ISO) | GA | 30.862 | -83.6517 | 4.7778 | PV | c-Si | 210 | 150 | 1.4 | Tracking | Single Axis | Tracking | 180 | [6 empty] | 27.15 | 33.97 | 35.38 | 27.54 | Monopoly Investor-owned Utility | 22.4197 | [14 empty] | 28.14% | 26.36% | 23.49%
63387 | Rancho Seco Solar II | 2021-02-28 | 2021 | West (non-ISO) | CA | 38.344 | -121.1141 | 5.0638 | PV | c-Si | 212.8 | 160 | 1.33 | Fixed Tilt | Fixed Tilt | 20 | 211 | [6 empty] | 26.79 | 27.6 | 56.67 | 43.36 | Public Utilities | 27.969 | [14 empty] | 15.46% | 12.21% | 20.98%
60654 | Townsite Solar Project Hybrid | 2021-12-31 | 2021 | West (non-ISO) | NV | 35.9373 | -114.884 | 5.6949 | PV | Thin-Film | 231 | 180 | 1.2833 | Tracking | Single Axis | Tracking | 180 | PV+Storage | LIB | AC | 2021 | 90 | 360 | 13.48 | 25.45 | 39.19 | 29.19 | Public Utilities | [15 empty] | 30.49% | 28.29% | 28.89%
63329 | Aragorn Solar Project | 2021-12-31 | 2021 | ERCOT | TX | 31.7223 | -104.4525 | 5.6616 | PV | Thin-Film | 255 | 180 | 1.4167 | Tracking | Single Axis | Tracking | 180 | [6 empty] | 24.39 |  | 51.28 | 38.22 | Public Utilities | [15 empty] | 25.7% | 27.1% | 21.78%
64026 | ANSON Solar Center | 2021-03-31 | 2021 | ERCOT | TX | 32.7895 | -99.9217 | 5.1508 | PV | c-Si | 260 | 200 | 1.3 | Tracking | Single Axis | Tracking | 180 | [6 empty] | 18.43 |  | 47.76 | 36.16 | Corporate | [15 empty] | 27.19% | 25.46% | 15.19%
62200 | Hillcrest Solar | 2021-07-30 | 2021 | PJM | OH | 39.0787 | -83.8996 | 4.036 | PV | Thin-Film | 260 | 200 | 1.3 | Tracking | Single Axis | Tracking | 180 | [6 empty] | 32.16 | 9.61 | 52 | 38.71 | Unknown | [15 empty] | 23.22% | 22.06% | 21.88%
62893 | Prairie Wolf Solar | 2021-11-30 | 2021 | MISO | IL | 39.5484 | -87.9777 | 4.1075 | PV | Thin-Film | 255 | 200 | 1.275 | Tracking | Single Axis | Tracking | 180 | [6 empty] | 27.98 | 2.66 | 48.55 | 36.5 | Corporate | [15 empty] | 22.84% | 21.62% | 20.87%
64290 | SE Athos II, LLC | 2021-12-31 | 2021 | CAISO | CA | 33.7479 | -115.3517 | 5.8554 | PV | Thin-Film | 300 | 200 | 1.5 | Tracking | Single Axis | Tracking | 180 | PV+Storage | [5 empty] | 6.83 | 7.98 | 45.72 | 33.8 | Unknown | [15 empty] | 35.14% | 32.84% | 27.75%
64553 | Riverstart Solar Park | 2021-12-31 | 2021 | PJM | IN | 40.0462 | -85.0451 | 3.9598 | PV | c-Si | 268 | 200 | 1.34 | Tracking | Single Axis | Tracking | 180 | [6 empty] | 31.2 | 2.61 | 46.35 | 35.04 | Public Utilities | [15 empty] | 23.79% | 22.94% | 22.12%
64538 | Corazon Energy | 2021-08-31 | 2021 | ERCOT | TX | 27.6491 | -99.2453 | 5.0777 | PV | c-Si | 266 | 202.64 | 1.3127 | Tracking | Single Axis | Tracking | 180 | [6 empty] | 23.72 |  | 62.17 | 46.69 | Unknown | [15 empty] | 19.59% | 17.25% | 16.6%
63721 | Cool Springs Solar (Hybrid) | 2021-12-31 | 2021 | Southeast (non-ISO) | GA | 30.7415 | -84.673 | 4.7386 | PV | c-Si | 298 | 213 | 1.3991 | Tracking | Single Axis | Tracking | 180 | PV+Storage | LIB | DC | 2021 | 40 | 80 | 27.47 | 29.52 | 34.81 | 27.09 | Monopoly Investor-owned Utility | [15 empty] | 26.47% | 24.67% | 26.31%
63905 | Azure Sky Solar | 2021-07-30 | 2021 | ERCOT | TX | 32.9941 | -99.6176 | 5.1056 | PV | c-Si | 284 | 225 | 1.2622 | Tracking | Single Axis | Tracking | 180 | PV+Storage | LIB | AC | 2022 | 95 | 116 | 21.54 |  |  |  | Corporate | [15 empty] | 29.4% | 28.56% | 25.78%
62462 | Muscle Shoals | 2021-09-30 | 2021 | Southeast (non-ISO) | AL | 34.7668 | -87.9184 | 4.405 | PV | Thin-Film | 294 | 227 | 1.2952 | Tracking | Single Axis | Tracking | 180 | [6 empty] | 23.49 | 39.34 | 56.36 | 41.52 | Corporate | [15 empty] | 24.64% | 22.57% | 21.28%
62013 | Pleinmont Solar 2 (part of Pleinmont facility) | 2021-08-31 | 2021 | PJM | VA | 38.2457 | -77.7688 | 4.2302 | PV | c-Si | 294 | 240 | 1.225 | Tracking | Single Axis | Tracking | 180 | [6 empty] | 34.16 | 3.61 |  |  | Corporate | [15 empty] | 18.61% | 21.95% | 20.98%
63770 | Bighorn Solar 1 | 2021-11-30 | 2021 | West (non-ISO) | CO | 38.2075 | -104.5967 | 5.1341 | PV | Thin-Film | 300 | 240 | 1.25 | Tracking | Single Axis | Tracking | 180 | [6 empty] | 15.6 | 22.56 | 33.37 | 25.48 | Investor-owned Utility | 16.9991 | [14 empty] | 27.99% | 25.76% | 28.29%
63504 | Copper Mountain Solar 5 | 2021-03-31 | 2021 | West (non-ISO) | NV | 35.7763 | -114.9737 | 5.6637 | PV | c-Si | 332.3 | 250 | 1.3292 | Tracking | Single Axis | Tracking | 180 |  |  |  |  | 0 | 0 | 10.29 | 10.33 | 34.11 | 25.79 | Investor-owned Utility | 23.274 | [14 empty] | 30.63% | 30.72% | 30.71%
64325 | Prospero Solar II | 2021-08-31 | 2021 | ERCOT | TX | 32.2743 | -102.8764 | 5.544 | PV | Thin-Film | 331 | 250 | 1.324 | Tracking | Single Axis | Tracking | 180 | [6 empty] | 24.99 |  | 33.92 | 25.77 | Corporate | [15 empty] | 25.33% | 30.69% | 30.99%
62547 | Aquamarine (Westland Solar Park) | 2021-09-30 | 2021 | CAISO | CA | 36.1856 | -119.8922 | 5.306 | PV | c-Si | 325 | 250 | 1.3 | Tracking | Single Axis | Tracking | 180 | [6 empty] | 4.49 | 13.04 | 50.95 | 37.75 | Public Utilities | 30.7726 | [14 empty] | 30.71% | 25.58% | 18.74%
61920 | Galloway 1 Solar Farm | 2021-10-31 | 2021 | ERCOT | TX | 31.4404 | -99.8496 | 5.1016 | PV | c-Si | 318 | 250 | 1.272 | Tracking | Single Axis | Tracking | 180 | [6 empty] | 22.67 |  | 45.62 | 34.02 | Unknown | [15 empty] | 25.5% | 25.85% | 22.95%
61346 | RE Maplewood | 2021-10-31 | 2021 | ERCOT | TX | 30.9797 | -102.248 | 5.524 | PV | c-Si | 350 | 250 | 1.4 | Tracking | Single Axis | Tracking | 180 | [6 empty] | 23.83 |  | 39.51 | 30.52 | Corporate | [15 empty] | 24.61% | 21.13% | 25.55%
62804 | Greasewood (Concho Bluff) | 2021-02-28 | 2021 | ERCOT | TX | 31.0353 | -102.4646 | 5.5446 | PV | c-Si | 347 | 255 | 1.3608 | Tracking | Single Axis | Tracking | 180 | [6 empty] | 19.18 |  |  |  | Public Utilities | [15 empty] | 17.97% | 9.355% | 7.536%
62483 | Taygete Energy Project (Phase I) | 2021-03-31 | 2021 | ERCOT | TX | 31.1724 | -103.1079 | 5.604 | PV | c-Si | 344 | 255 | 1.349 | Tracking | Single Axis | Tracking | 180 | [6 empty] | 24.12 |  | 45.56 | 34.53 | Corporate | [15 empty] | 26.23% | 24.22% | 20.2%
63320 | Titan Solar Project | 2021-12-31 | 2021 | ERCOT | TX | 31.7004 | -104.4581 | 5.6616 | PV | Thin-Film | 375 | 260 | 1.4423 | Tracking | Single Axis | Tracking | 180 | [6 empty] | 24.53 |  | 43.97 | 32.85 | Unknown | [15 empty] | 31.57% | 29.43% | 25.99%
63328 | Juno Solar Project | 2021-08-31 | 2021 | ERCOT | TX | 32.7707 | -101.6236 | 5.3592 | PV | Thin-Film | 425 | 300 | 1.4167 | Tracking | Single Axis | Tracking | 180 | [6 empty] | 22.92 |  | 60.29 | 43.19 | Public Utilities | [15 empty] | 31.11% | 31.2% | 30.16%
63255 | 2W Permian Solar Project Hybrid | 2021-08-31 | 2021 | ERCOT | TX | 32.1164 | -102.5283 | 5.5191 | PV | c-Si | 562.8 | 420 | 1.34 | Tracking | Single Axis | Tracking | 180 | PV+Storage | LIB | AC | 2021 | 40 | 40 | 22.84 |  | 41.28 | 31.31 | Corporate | [15 empty] | 25.61% | 24.7% | 24.7%
65015 | ASD Wallum MA Solar LLC(CSG) | 2022-01-31 | 2022 | ISO-NE | MA | 42.0116 | -71.7605 | 3.8127 | PV | c-Si | 8.73 | 5.001 | 1.7457 | Fixed Tilt | Fixed Tilt | 20 | 180 | PV+Storage | LIB | DC | 2022 | 3.84 | 12.88 | 31.73 | 3.28 |  |  | Investor-owned Utility | [16 empty] | 16.12%
64727 | Brookwood Drive | 2022-08-31 | 2022 | ISO-NE | MA | 41.5917 | -71.0964 | 3.8967 | PV | Thin-Film | 7.2109 | 5.001 | 1.4419 | Fixed Tilt | Fixed Tilt | 25 | 180 | PV+Storage | Lithium-Ion | DC | 2022 | 2.99 | 8.06 | 31.83 | 3.81 |  |  | Investor-owned Utility | [16 empty] | 12.13% | 16.11%
64726 | West Haydenville PJ (aka Particle Wave) | 2022-09-30 | 2022 | ISO-NE | MA | 42.3848 | -72.7081 | 3.8108 | PV | c-Si | 7.966 | 5.001 | 1.5929 | Fixed Tilt | Fixed Tilt | 0 | 180 | PV+Storage | LIB | DC | 2022 | 3.6 | 7.2 | 31.25 | 2.79 |  |  | Investor-owned Utility | [16 empty] | 19.13% | 19.77%
62974 | Syncarpha Millbury Hybrid (CSG) | 2022-10-31 | 2022 | ISO-NE | MA | 42.1752 | -71.793 | 3.8235 | PV | c-Si | 7.1353 | 5.001 | 1.4268 | Fixed Tilt | Fixed Tilt | 20 | 180 | PV+Storage | NIB | AC | 2022 | 3.76 | 8.0464 | 31.7 | 2.82 |  |  | Investor-owned Utility | [16 empty] | 17.91% | 17.96%
66503 | Cicero Energy Storage 2 LLC | 2022-03-31 | 2022 | NYISO | NY | 43.1513 | -76.0888 | 3.6984 | PV | c-Si | 7.6 | 5.001 | 1.5197 | Fixed Tilt | Fixed Tilt | 20 | 180 | PV+Storage | LIB | DC | 2022 | 5 | 20 | 30.48 | 10.84 | 41.98 | 34.56 | Investor-owned Utility | [16 empty] | 15.31% | 16.92%
66501 | Cicero Energy Storage 1 LLC | 2022-03-31 | 2022 | NYISO | NY | 43.1474 | -76.0868 | 3.6984 | PV | c-Si | 7.7 | 5.001 | 1.5397 | Fixed Tilt | Fixed Tilt | 20 | 180 | PV+Storage | LIB | DC | 2022 | 5 | 20 | 30.5 | 10.86 | 41.33 | 34.06 | Investor-owned Utility | [16 empty] | 16.96% | 15.84%
66181 | Beacon Solar, LLC | 2022-11-30 | 2022 | ISO-NE | MA | 42.2817 | -72.6775 | 3.7949 | PV | c-Si | 6.4 | 5.001 | 1.2797 | Tracking | Single Axis | Tracking | 180 | PV+Storage | LIB | DC | 2022 | 5 | 7.8 | 31.72 | 3.27 | 91.5 | 69.4 | Investor-owned Utility | [16 empty] | 10.19%
66180 | Huxley Solar | 2022-12-31 | 2022 | ISO-NE | MA | 42.2001 | -72.4815 | 3.7736 | PV | c-Si | 7.9 | 5.001 | 1.5797 | Tracking | Single Axis | Tracking | 180 | PV+Storage | LIB | DC | 2022 | 5 | 3.5 | 31.86 | 3.46 | 68.02 | 51.09 | Investor-owned Utility
68743 | Adams Grove Solar | 2022-09-30 | 2022 | ISO-NE | MA | 42.6078 | -73.1357 | 3.609 | PV | c-Si | 5.6 | 5.001 | 1.1198 | Tracking | Single Axis | Tracking | 170 |  | LIB |  | 2022 | 3.3 | 3.3 |  |  |  |  | Investor-owned Utility
65459 | OYA Church Road | 2022-12-31 | 2022 | NYISO | NY | 43.1909 | -76.3898 | 3.703 | PV | c-Si | 6.7 | 5.001 | 1.3397 | Tracking | Single Axis | Tracking | 180 | [6 empty] | 30.94 | 11.28 | 79.53 | 57.47 | Public Utilities | [17 empty] | 18.77%
65069 | Linton | 2022-07-30 | 2022 | MISO | IN | 39.0438 | -87.136 | 4.0691 | PV | c-Si | 7.2 | 5.4 | 1.3333 | Tracking | Single Axis | Tracking | 180 | [6 empty] | 30.51 | 2.68 | 71.36 | 51.28 | Public Utilities | [16 empty] | 22.36% | 22.23%
66331 | Wonderful Firebaugh | 2022-08-31 | 2022 | CAISO | CA | 36.8377 | -120.3144 | 5.2442 | PV | c-Si | 5.8 | 5.4 | 1.0741 | Tracking | Single Axis | Tracking | 180 | [6 empty] | -56.23 | 11.57 | 63.59 | 45.5 | Corporate | [16 empty] | 21.31% | 21.11%
66742 | Laskin Solar | 2022-12-31 | 2022 | MISO | MN | 47.5242 | -92.1819 | 3.5836 | PV | c-Si | 5.9 | 5.6 | 1.0536 | Tracking | Single Axis | Tracking | 180 | [6 empty] | 30.37 | 3.03 | 82.72 | 59.07 | Investor-owned Utility | 62.5749 | [15 empty] | 16.37% | 16.41%
67490 | Spectrum Solar Hybrid | 2022-12-31 | 2022 | PJM | MD | 38.8319 | -76.9763 | 4.1531 | PV | c-Si | 8.3 | 5.6 | 1.4821 | Fixed Tilt | Fixed Tilt | 20 | 180 | [6 empty] | 39.78 | 3.96 | 83.27 | 59.72 | Unknown | [17 empty] | 21.66%
65163 | Project Orioles Solar Facility (aka SG Noriole PV, LLC) | 2022-10-31 | 2022 | NYISO | NY | 42.4339 | -73.8131 | 3.7934 | PV | c-Si | 6.3752 | 5.625 | 1.1334 | Fixed Tilt | Fixed Tilt | 30 | 180 | [6 empty] | 32.91 | 7.99 | 49.12 | 37.74 | Investor-owned Utility | [16 empty] | 15.15% | 15.41%
65726 | Montgomery County Community Solar Center | 2022-03-31 | 2022 | MISO | MO | 38.8907 | -91.4232 | 4.2183 | PV | c-Si | 6.5 | 5.7 | 1.1404 | Tracking | Single Axis | Tracking | 180 | [6 empty] | 29.4 | 15.98 | 66.5 | 47.85 | Investor-owned Utility | [16 empty] | 22.43% | 17.64%
66339 | Brainerd Airport | 2022-12-31 | 2022 | MISO | MN | 46.3972 | -94.1475 | 3.7275 | PV | c-Si | 6.5 | 5.8 | 1.1207 | Tracking | Single Axis | Tracking | 180 | [6 empty] | 31.12 | 2.93 | 52.55 | 38.64 | Public Utilities | [16 empty] | 20.55% | 19.55%
66584 | White Rock Road LLC | 2022-12-31 | 2022 | ISO-NE | RI | 41.409 | -71.8391 | 3.9114 | PV | c-Si | 8.7 | 6.5 | 1.3385 | Fixed Tilt | Fixed Tilt |  | 180 | [6 empty] | 30.93 | 4.26 | 97.16 | 70.33 | Public Utilities | [16 empty] | 17.23% | 12.89%
65387 | Holland Solar Farm | 2022-07-30 | 2022 | PJM | NJ | 40.6168 | -75.1557 | 3.932 | PV | c-Si | 8 | 6.7 | 1.194 | Fixed Tilt | Fixed Tilt | 10 | 180 | [6 empty] | 27.6 | 5.46 | 107.46 | 75.96 | Unknown | [16 empty] | 16.68% | 16.06%
64249 | Anderson 6 | 2022-06-30 | 2022 | PJM | IN | 40.085 | -85.7465 | 3.9626 | PV | c-Si | 8.8 | 6.8 | 1.2941 | Tracking | Single Axis | Tracking | 180 | [6 empty] | 32.72 | 3.57 | 69.52 | 49.93 | Public Utilities | [16 empty] | 22.46% | 22.34%
65086 | Bremen | 2022-11-30 | 2022 | MISO | IN | 41.463 | -86.1635 | 3.8535 | PV | c-Si | 9 | 6.8 | 1.3235 | Tracking | Single Axis | Tracking | 180 | [6 empty] | 30.24 | 2.56 | 85.27 | 60.48 | Public Utilities | [16 empty] | 21.21% | 22.45%
65641 | SR Paris | 2022-12-31 | 2022 | Southeast (non-ISO) | TN | 36.4459 | -88.3277 | 4.2804 | PV | Thin-Film | 9.5 | 6.8 | 1.3971 | Tracking | Single Axis | Tracking | 178 | [6 empty] | 23.54 | 37.99 | 38.85 | 30.18 | Public Utilities | [16 empty] | 21.31% | 23.01%
64986 | Franklin County Solar | 2022-01-31 | 2022 | MISO | IA | 42.7208 | -93.2061 | 3.9064 | PV | c-Si | 9.1 | 7 | 1.3 | Tracking | Single Axis | Tracking | 180 | [6 empty] | 26.02 | 2.73 | 67.92 | 49.23 | Investor-owned Utility | [16 empty] | 22.24% | 19.1%
64068 | BD Solar Hancock LLC | 2022-06-30 | 2022 | ISO-NE | ME | 44.5407 | -68.3646 | 3.7121 | PV | c-Si | 10.159 | 7 | 1.4513 | Fixed Tilt | Fixed Tilt | 25 | 180 | [6 empty] | 31.33 | 2.43 | 79.81 | 61.2 | Investor-owned Utility | [17 empty] | 12.15%
64070 | BD Solar Ellsworth LLC (aka BD Solar Hancock North) | 2022-06-30 | 2022 | ISO-NE | ME | 44.5408 | -68.3643 | 3.7121 | PV | c-Si | 10.159 | 7 | 1.4513 | Fixed Tilt | Fixed Tilt | 25 | 180 | [6 empty] | 31.33 | 2.43 | 98.06 | 76.04 | Investor-owned Utility | [17 empty] | 9.166%
64069 | Winslow PV - BD Solar 2 LLC | 2022-07-30 | 2022 | ISO-NE | ME | 44.5611 | -69.5933 | 3.6871 | PV | c-Si | 10.6 | 7 | 1.5143 | Fixed Tilt | Fixed Tilt | 25 | 180 | [6 empty] | 31.65 | 2.61 | 49.85 | 38.61 | Investor-owned Utility | [16 empty] | 17.75% | 20.48%
65968 | Hodag Solar | 2022-01-31 | 2022 | MISO | WI | 45.6084 | -89.4424 | 3.6986 | PV | c-Si | 9.394 | 7.5 | 1.2525 | Tracking | Single Axis | Tracking | 180 | [6 empty] | 30.9 | 2.58 | 52.42 | 39.14 | Investor-owned Utility | [16 empty] | 20.07% | 19.15%
66247 | Ash Mesa Solar, LLC | 2022-06-30 | 2022 | West (non-ISO) | CO | 38.6634 | -107.9967 | 4.9846 | PV | c-Si | 10 | 7.8 | 1.2821 | Tracking | Single Axis | Tracking | 179 | [6 empty] | 17.7 | 21.61 | 42.27 | 31.42 | Public Utilities | [16 empty] | 23.81% | 28.22%
68027 | Lemoore West | 2022-12-31 | 2022 | CAISO | CA | 36.3002 | -119.821 | 5.3345 | PV | c-Si | 10 | 7.9 | 1.2658 | Tracking | Single Axis |  | 180 | [6 empty] | 2.93 | 11.77 |  |  | Unknown | [17 empty] | 20.76%
64982 | West Plains Solar I | 2022-03-31 | 2022 | SPP | MO | 36.7853 | -91.8674 | 4.3423 | PV | c-Si | 10.8 | 8 | 1.35 | Fixed Tilt | Fixed Tilt | 25 | 180 | [6 empty] | 30.15 | 24.45 | 43.16 | 32.85 | Public Utilities | [16 empty] | 22.1% | 22.16%
64780 | Hermsdorf Solar | 2022-03-31 | 2022 | MISO | WI | 43.0615 | -89.2579 | 3.8677 | PV | c-Si | 11.6 | 8 | 1.45 | Tracking | Single Axis | Tracking | 180 | [6 empty] | 29.32 | 2.5 | 58.9 | 43.64 | Public Utilities | [16 empty] | 21.99% | 21.11%
62233 | Jefferson Solar | 2022-12-31 | 2022 | Southeast (non-ISO) | SC | 34.3501 | -80.059 | 4.588 | PV | c-Si | 11 | 8.2 | 1.3415 | Tracking | Single Axis | Tracking | 180 | [6 empty] | 20.84 | 10.13 | 77.35 | 55.21 | Monopoly Investor-owned Utility | [16 empty] | 23.61% | 21.2%
67145 | Union Bridge Solar | 2022-04-30 | 2022 | PJM | MD | 39.5635 | -77.1834 | 4.06 | PV | c-Si | 10.7088 | 8.2 | 1.306 | Fixed Tilt | Fixed Tilt | 30 | 180 | [6 empty] | 37.81 | 2.61 |  |  | Unknown | [16 empty] | 17.09% | 17.06%
66178 | South 49th 013445 SCS Norfolk, LLC | 2022-09-30 | 2022 | West (non-ISO) | NE | 42.0312 | -97.4827 | 4.1697 | PV | c-Si | 12.3 | 8.5 | 1.4471 | Tracking | Single Axis | Tracking | 182 | PV+Storage | LIB | AC | 2022 | 1 | 2.1 | 23.98 | 38.78 | 52.96 | 39.16 | Unknown | [16 empty] | 24.5%
66422 | Westside Solar | 2022-12-31 | 2022 | MISO | MN | 44.0536 | -92.5485 | 3.7867 | PV | c-Si | 13.7 | 9.8 | 1.398 | Tracking | Single Axis | Tracking | 180 | [6 empty] | 26.37 | 2.79 | 78.81 | 56.92 | Unknown | [16 empty] | 20.28% | 19.74%
63024 | Hertford Solar Power, LLC | 2022-06-30 | 2022 | PJM | NC | 36.2729 | -77.0279 | 4.3798 | PV | c-Si | 13.9 | 10 | 1.39 | Tracking | Single Axis | Tracking | 180 | [6 empty] | 28.47 | 3.06 | 59.67 | 43.74 | Monopoly Investor-owned Utility | [16 empty] | 23.67% | 21.32%
66065 | West Valley Solar | 2022-06-30 | 2022 | NYISO | NY | 42.4428 | -78.6328 | 3.6328 | PV | c-Si | 15 | 10 | 1.5 | Fixed Tilt | Fixed Tilt | 20 | 180 | [6 empty] | 30.33 | 11.12 | 98.83 | 71.26 | Investor-owned Utility | [16 empty] | 17.09% | 17.85%
65781 | Bishopville Solar II, LLC | 2022-12-31 | 2022 | Southeast (non-ISO) | SC | 34.2085 | -80.2217 | 4.5431 | PV | c-Si | 11.9 | 10 | 1.19 | Tracking | Single Axis | Tracking | 180 | [6 empty] | 20.84 | 9.76 | 81.57 | 58.29 | Monopoly Investor-owned Utility | [16 empty] | 17.74% | 19.59%
67487 | Jonesboro CWL Solar Park | 2022-06-30 | 2022 | MISO | AR | 35.8143 | -90.5787 | 4.4057 | PV | c-Si | 13.25 | 10 | 1.325 | Tracking | Single Axis | Tracking | 181 | [6 empty] | 25.81 | 2.73 |  |  | Unknown | [17 empty] | 25.12%
67143 | Tank Farm 4 | 2022-10-31 | 2022 | ISO-NE | RI | 41.5645 | -71.2911 | 3.8559 | PV | c-Si | 15.244 | 10 | 1.5244 | Fixed Tilt | Fixed Tilt | Tracking | 180 | [6 empty] | 32.64 | 4.77 |  |  | Unknown | [17 empty] | 11.56%
58584 | Princeton University Cogeneration | 2022-03-31 | 2022 | PJM | NJ | 40.3311 | -74.6412 | 3.9951 | PV | c-Si | 12.6 | 10.5 | 1.2 | Fixed Tilt | Fixed Tilt | 12 | 223 | [6 empty] | 28.76 | 1.68 |  |  | Education | [16 empty] | 22.47% | 22.96%
63062 | Fort Valley State University Solar | 2022-01-31 | 2022 | Southeast (non-ISO) | GA | 32.5017 | -83.8807 | 4.6616 | PV | c-Si | 15.1 | 10.8 | 1.3981 | Fixed Tilt | Fixed Tilt | 20 | 182 | [6 empty] | 27.57 | 28.04 | 65.25 | 47.54 | Monopoly Investor-owned Utility | [16 empty] | 21.77% | 22.33%
64910 | Brighter Future Solar | 2022-01-31 | 2022 | Southeast (non-ISO) | NC | 35.8161 | -81.3717 | 4.4288 | PV | c-Si | 15.7 | 11 | 1.4273 | Fixed Tilt | Fixed Tilt | 20 | 238 | [6 empty] | 23.2 | 36.77 | 61.94 | 46 | Public Utilities | [16 empty] | 22.04% | 17.34%
67163 | Auburn Renewables LLC | 2022-09-30 | 2022 | PJM | IN | 41.3435 | -85.0929 | 3.8661 | PV | c-Si | 14.7 | 11.25 | 1.3067 | Fixed Tilt | Fixed Tilt | 25 | 180 | [6 empty] | 30.54 | 2.77 |  |  | Unknown | [16 empty] | 16.6%
65972 | Raptor Ridge | 2022-06-30 | 2022 | West (non-ISO) | AZ | 32.1456 | -110.8797 | 5.7977 | PV | c-Si | 15.6 | 12.5 | 1.248 | Tracking | Single Axis | Tracking | 180 | [6 empty] | 14.55 | 14.44 | 48.85 | 35.08 | Investor-owned Utility | [16 empty] | 30.6% | 30.83%
64603 | RI King Community Solar Project (TPE King Solar Holdings1, LLC) | 2022-04-30 | 2022 | ISO-NE | RI | 41.9836 | -71.5866 | 3.8566 | PV | c-Si | 16.3 | 12.7 | 1.2835 | Tracking | Single Axis | Tracking | 180 | [6 empty] | 32.19 | 3.81 | 54.79 | 41.61 | Non-IOU Retailer | [16 empty] | 17.37% | 16.23%
65965 | Java Solar, LLC | 2022-11-30 | 2022 | CAISO | CA | 36.2342 | -119.8161 | 5.3183 | PV | c-Si | 18.5 | 13.5 | 1.3704 | Tracking | Single Axis | Tracking | 180 | [6 empty] | 3.07 | 10.64 | 57.03 | 41.74 | Investor-owned Utility | [16 empty] | 24.21% | 22.98%
63728 | Taos Mesa Energy Facility Hybrid | 2022-11-30 | 2022 | West (non-ISO) | NM | 36.447 | -105.6311 | 5.326 | PV | c-Si | 19.656 | 15 | 1.3104 | Tracking | Single Axis | Tracking | 180 | PV+Storage | LIB | AC | 2022 | 12.5 | 25 | 11.92 | 17.66 | 45.6 | 33.19 | Public Utilities | [16 empty] | 30.49% | 29.15%
61691 | Depot Solar Center, LLC | 2022-07-30 | 2022 | PJM | VA | 37.2778 | -79.1136 | 4.3326 | PV | c-Si | 20 | 15 | 1.3333 | Tracking | Single Axis | Tracking | 180 | [6 empty] | 31.07 | 3.14 | 61.9 | 45.39 | Investor-owned Utility | [16 empty] | 22.08% | 19.33%
62318 | North Stonington Solar Center, LLC | 2022-10-31 | 2022 | ISO-NE | CT | 41.4189 | -71.832 | 3.9114 | PV | c-Si | 19.978 | 15 | 1.3319 | Fixed Tilt | Fixed Tilt |  | 180 | [6 empty] | 31.61 | 2.59 | 74.69 | 53.27 | Investor-owned Utility | [16 empty] | 23.53% | 23.13%
61908 | Stratford Solar Center, LLC | 2022-11-30 | 2022 | PJM | VA | 36.6937 | -76.5629 | 4.3511 | PV | c-Si | 20 | 15 | 1.3333 | Tracking | Single Axis | Tracking | 181 | [6 empty] | 30.85 | 3.17 | 46.19 | 34.44 | Monopoly Investor-owned Utility | [16 empty] | 23.61% | 24.37%
64568 | Letts Creek Solar, LLC | 2022-12-31 | 2022 | MISO | MI | 42.2745 | -84.1356 | 3.8132 | PV | c-Si | 19.9 | 15 | 1.3267 | Tracking | Single Axis | Tracking | 180 | [6 empty] | 31.72 | 2.53 | 53.82 | 40.05 | Investor-owned Utility | [16 empty] | 20.4% | 21.33%
59997 | High Shoals PV1 | 2022-04-30 | 2022 | Southeast (non-ISO) | NC | 35.3965 | -81.2191 | 4.5225 | PV | c-Si | 22 | 16 | 1.375 | Fixed Tilt | Fixed Tilt | 20 | 178 | [6 empty] | 23.15 | 31.61 | 58.67 | 43.26 | Monopoly Investor-owned Utility | [16 empty] | 22.26% | 20.58%
62320 | Antelope Expansion 1B | 2022-11-30 | 2022 | CAISO | CA | 34.7161 | -118.2592 | 5.8114 | PV | c-Si | 22.3 | 17 | 1.3118 | Tracking | Single Axis | Tracking | 180 | [6 empty] | 10.23 | 7.28 | 46.04 | 33.36 | Public Utilities | 34.9091 | [15 empty] | 31.5% | 30.37%
65347 | Lyons Road | 2022-01-31 | 2022 | MISO | MI | 42.9665 | -84.1451 | 3.8119 | PV | c-Si | 28 | 20 | 1.4 | Tracking | Single Axis | Tracking | 180 | [6 empty] | 30.97 | 2.46 | 80.9 | 57.84 | Investor-owned Utility | [16 empty] | 21.04% | 23.04%
65346 | Macbeth Solar | 2022-05-31 | 2022 | MISO | MI | 43.4368 | -86.3528 | 3.8435 | PV | c-Si | 28 | 20 | 1.4 | Tracking | Single Axis | Tracking | 180 | [6 empty] | 32.56 | 2.72 | 83.41 | 59.63 | Investor-owned Utility | [16 empty] | 20.61% | 22.12%
65314 | Caden Energix Wytheville LLC | 2022-06-30 | 2022 | PJM | VA | 36.9643 | -81.0499 | 4.2373 | PV | Thin-Film | 24.5 | 20 | 1.225 | Tracking | Single Axis | Tracking | 180 | [6 empty] | 31.1 | 3.66 | 47.11 | 35.1 | Investor-owned Utility | [16 empty] | 21.55% | 21.9%
63487 | Wister Solar | 2022-07-30 | 2022 | West (non-ISO) | CA | 33.2694 | -115.503 | 5.647 | PV | c-Si | 25 | 20 | 1.25 | Tracking | Single Axis | Tracking | 180 | [6 empty] | 11.38 | 3.3 | 59.61 | 44.74 | Investor-owned Utility | [16 empty] | 16.93% | 16.05%
63777 | Pinson Solar Farm | 2022-08-31 | 2022 | Southeast (non-ISO) | SC | 34.7302 | -82.0511 | 4.578 | PV | c-Si | 26 | 20 | 1.3 | Tracking | Single Axis | Tracking | 180 | [6 empty] | 23.41 | 33.97 | 57.33 | 42.15 | Monopoly Investor-owned Utility | [16 empty] | 22.34% | 20.19%
65125 | NY8 - Puckett Solar | 2022-10-31 | 2022 | NYISO | NY | 42.2527 | -75.8341 | 3.7033 | PV | c-Si | 27.2 | 20 | 1.36 | Fixed Tilt | Fixed Tilt | 25 | 180 | [6 empty] | 32.49 | 9.25 | 75.61 | 55.27 | Investor-owned Utility | 66.218 | [15 empty] | 17.87% | 17.91%
64135 | Grassfield Solar | 2022-10-31 | 2022 | PJM | VA | 36.6624 | -76.3374 | 4.3227 | PV | c-Si | 26.5 | 20 | 1.325 | Tracking | Single Axis | Tracking | 182 | [6 empty] | 31.11 | 3.28 | 53.6 | 39.2 | Monopoly Investor-owned Utility | [16 empty] | 23.4% | 25.72%
64012 | Energix Nokesville | 2022-11-30 | 2022 | PJM | VA | 38.6752 | -77.5866 | 4.1755 | PV | Thin-Film | 26 | 20 | 1.3 | Tracking | Single Axis | Tracking | 180 | [6 empty] | 38.98 | 3.5 | 46.29 | 34.79 | Monopoly Investor-owned Utility | [16 empty] | 21.28% | 22.52%
65124 | NY8 - Regan Solar | 2022-12-31 | 2022 | NYISO | NY | 42.9547 | -74.3131 | 3.7367 | PV | c-Si | 27 | 20 | 1.35 | Tracking | Single Axis | Tracking | 180 | [6 empty] | 30.52 | 8.59 | 87.23 | 62.85 | Investor-owned Utility | 67.462 | [16 empty] | 17.82%
64581 | Pullman Solar, LLC | 2022-12-31 | 2022 | MISO | MI | 42.4716 | -86.0969 | 3.8254 | PV | c-Si | 26.1 | 20 | 1.305 | Tracking | Single Axis | Tracking | 180 | [6 empty] | 31.56 | 2.69 | 62.2 | 45.46 | Investor-owned Utility | [16 empty] | 20.26% | 21.6%
63773 | Elk Hill Solar 1 | 2022-12-31 | 2022 | PJM | PA | 39.8479 | -77.9162 | 3.9296 | PV | c-Si | 26.8 | 20 | 1.34 | Fixed Tilt | Fixed Tilt | 52 | 180 | [6 empty] | 36.16 | 2.52 | 48.08 | 36.13 | Public Utilities | [16 empty] | 21.61% | 21.85%
67116 | GD West Greenwich Nooseneck I, LLC | 2022-12-31 | 2022 | ISO-NE | RI | 41.606 | -71.647 | 3.8908 | PV | c-Si | 25.7 | 20 | 1.285 | Fixed Tilt | Fixed Tilt | 20 | 180 | [6 empty] | 30.96 | 4.44 |  |  | Unknown | [16 empty] | 15.75% | 18.83%
68798 | Lockheed Martin Palmdale Solar PV | 2022-05-31 | 2022 | CAISO | CA | 34.608 | -118.109 | 5.8407 | PV | c-Si | 24.8 | 20 | 1.24 | Tracking | Single Axis | Tracking | 180 | [10 empty] | Unknown
62820 | Stony Knoll Solar, LLC | 2022-03-31 | 2022 | Southeast (non-ISO) | NC | 36.288 | -80.656 | 4.4033 | PV | c-Si | 29.491 | 22.6 | 1.3049 | Tracking | Single Axis | Tracking | 180 | [6 empty] | 23.5 | 32.69 |  |  | Monopoly Investor-owned Utility | [16 empty] | 19.9% | 16.88%
65679 | Calverton Solar Energy Center | 2022-08-31 | 2022 | NYISO | NY | 40.9137 | -72.7504 | 3.9273 | PV | c-Si | 32.7 | 22.9 | 1.4279 | Fixed Tilt | Fixed Tilt | 24 | 180 | [6 empty] | 44.06 | 9.11 | 93.99 | 66.6 | Investor-owned Utility | 122.5045 | [15 empty] | 21.61% | 21.74%
64755 | Arbor Hill Solar | 2022-01-31 | 2022 | MISO | IA | 41.4619 | -94.2748 | 4.0241 | PV | c-Si | 31.2 | 24 | 1.3 | Tracking | Single Axis | Tracking | 180 | [6 empty] | 24.49 | 2.91 | 53.92 | 40.02 | Investor-owned Utility | [16 empty] | 21.13% | 20.53%
64928 | Edwards Sanborn S3 | 2022-03-31 | 2022 | CAISO | CA | 35.0164 | -118.1225 | 5.8444 | PV | Thin-Film | 41.2 | 37.7 | 1.0928 | Tracking | Single Axis | Tracking | 180 | PV+Storage | Lithium-Ion | DC | 2022 | 35.1 | 70 | 9.88 | 8.67 | 33.26 | 25 | Unknown | [16 empty] | 25.69% | 25.46%
57242 | Mililani South Solar Farm | 2022-07-30 | 2022 | HI | HI | 21.4207 | -158.0177 | 5.0733 | PV | c-Si | 50.1 | 39 | 1.2846 | Tracking | Single Axis | Tracking | 180 | PV+Storage | Lithium-Ion | AC | 2022 | 39 | 156 | 172 |  |  |  | Investor-owned Utility | [16 empty] | 20.11% | 18.63%
65677 | Edwards Sanborn S4 | 2022-11-30 | 2022 | CAISO | CA | 35.0125 | -118.1193 | 5.8444 | PV | Thin-Film | 44.8 | 41.2 | 1.0874 | Tracking | Single Axis | Tracking | 180 | PV+Storage | LIB | DC | 2023 | 18.8 | 36 | 9.87 | 9.54 | 46.17 | 34.41 | Unknown | [16 empty] | 19.08% | 20.2%
64929 | Edwards Sanborn S1 | 2022-03-31 | 2022 | CAISO | CA | 35.0196 | -118.1264 | 5.8444 | PV | Thin-Film | 48.6 | 44.6 | 1.0897 | Tracking | Single Axis | Tracking | 180 | PV+Storage | Lithium-Ion | DC | 2022 | 42.1 | 83.5 | 9.9 | 9.44 | 33.88 | 25.46 | Unknown | [16 empty] | 25.41% | 24.67%
65662 | Vancourt Solar Interconnections (Rayos Del Sol 2) | 2022-09-30 | 2022 | ERCOT | TX | 26.0901 | -97.7985 | 4.9274 | PV | c-Si | 59.5 | 45 | 1.3222 | Tracking | Single Axis | Tracking | 180 | [6 empty] | 21.49 |  | 40.75 | 30.82 | Non-IOU Retailer | [16 empty] | 25.76% | 22.22%
64641 | Big Bend II Solar | 2022-01-31 | 2022 | Southeast (non-ISO) | FL | 27.7809 | -82.3932 | 5.0192 | PV | Thin-Film | 52.4 | 45.8 | 1.1441 | Tracking | Single Axis | Tracking | 180 | [6 empty] | 16.65 | 18.28 | 52.28 | 38.68 | Monopoly Investor-owned Utility | [16 empty] | 18.96% | 19.96%
63812 | Highest Power Solar, LLC | 2022-02-28 | 2022 | Southeast (non-ISO) | NC | 36.1146 | -78.2419 | 4.4256 | PV | c-Si | 68 | 48.7 | 1.3963 | Tracking | Single Axis | Tracking | 180 | [6 empty] | 20.67 | 8.03 | 56.88 | 41.98 | Monopoly Investor-owned Utility | [16 empty] | 20.94% | 23.85%
64076 | Route 66 Energy Center, LLC | 2022-05-31 | 2022 | West (non-ISO) | NM | 35.0984 | -107.614 | 5.4799 | PV | c-Si | 74.8 | 49.5 | 1.5111 | Tracking | Single Axis | Tracking | 180 | [6 empty] | 11.98 | 16.32 | 37.12 | 27.75 | Corporate | 25.0473 | [15 empty] | 33.67% | 32.38%
62745 | Wheatridge Hybrid | 2022-03-31 | 2022 | West (non-ISO) | OR | 45.5597 | -119.6107 | 4.3167 | PV | c-Si | 73.2 | 50 | 1.464 | Tracking | Single Axis | Tracking | 180 | Wind+PV+Storage | Lithium-Ion | DC | 2022 | 30 | 120 | 25.23 | 6.47 | 36.36 | 27.62 | Investor-owned Utility | 31.8137 | [15 empty] | 27.58% | 30.36%
65304 | ENGIE Solidago Solar Project - Hybrid (Amazon Solar Farm Delaware – Solidago) | 2022-12-31 | 2022 | PJM | DE | 39.3842 | -75.7602 | 4.1127 | PV | c-Si | 64.1666 | 50 | 1.2833 | Tracking | Single Axis | Tracking | 180 | PV+Storage |  |  | 2024 | 12.5 |  | 31.59 | 7.16 | 54.51 | 40.18 | Corporate | [16 empty] | 21.23% | 22.1%
63811 | Lick Creek Solar, LLC | 2022-03-31 | 2022 | Southeast (non-ISO) | NC | 36.2896 | -80.1181 | 4.3938 | PV | c-Si | 70.0015 | 50 | 1.4 | Tracking | Single Axis | Tracking | 180 | [6 empty] | 23.33 | 32.52 | 45.67 | 34.13 | Monopoly Investor-owned Utility | [16 empty] | 25.25% | 24.74%
65103 | Jicarilla Solar 2 (Solar Direct) | 2022-04-30 | 2022 | West (non-ISO) | NM | 36.2285 | -107.2823 | 5.3748 | PV | c-Si | 62.5 | 50 | 1.25 | Tracking | Single Axis | Tracking | 180 | [6 empty] | 11.99 | 21.6 | 30.76 | 23.42 | Monopoly Investor-owned Utility | 20.3607 | [15 empty] | 30.26% | 26.99%
64702 | Stanly Solar, LLC | 2022-08-31 | 2022 | Southeast (non-ISO) | NC | 35.2897 | -80.2354 | 4.4955 | PV | c-Si | 69.89 | 50 | 1.3978 | Tracking | Single Axis | Tracking | 180 | [6 empty] | 23.48 | 34.97 | 45.68 | 34.62 | Monopoly Investor-owned Utility | [16 empty] | 22.04% | 22.7%
65009 | Bear Creek | 2022-09-30 | 2022 | MISO | WI | 43.2002 | -90.2203 | 3.7885 | PV | c-Si | 65.1 | 50 | 1.302 | Tracking | Single Axis | Tracking | 180 | [6 empty] | 28.35 | 2.69 | 54.58 | 40.3 | Investor-owned Utility | [16 empty] | 21.38% | 21.79%
65010 | North Rock | 2022-10-31 | 2022 | MISO | WI | 42.8109 | -89.1015 | 3.8432 | PV | c-Si | 64 | 50 | 1.28 | Tracking | Single Axis | Tracking | 180 | [6 empty] | 26.41 | 2.69 | 56.34 | 41.37 | Investor-owned Utility | [16 empty] | 21.49% | 21.81%
63128 | Iris Solar LLC | 2022-10-31 | 2022 | MISO | LA | 30.7815 | -90.2014 | 4.6276 | PV | Thin-Film | 82.5 | 50 | 1.65 | Tracking | Single Axis | Tracking | 180 | [6 empty] | 26.74 | 2.63 | 65.21 | 48.18 | Investor-owned Utility | 47.9154 | [15 empty] | 21.53% | 24.16%
63223 | Brightside | 2022-05-31 | 2022 | ERCOT | TX | 28.4549 | -97.9834 | 4.7908 | PV | Thin-Film | 65 | 50.7 | 1.2821 | Tracking | Single Axis | Tracking | 180 | [6 empty] | 26.32 |  | 43.09 | 32.81 | Investor-owned Utility | [16 empty] | 23.24% | 18.42%
65307 | Sunnybrook Solar Project - Hybrid | 2022-12-31 | 2022 | PJM | VA | 36.8019 | -78.8333 | 4.3638 | PV | c-Si | 57.1 | 51 | 1.1196 | Tracking | Single Axis | Tracking | 180 | [6 empty] | 29.18 | 4.02 | 59.64 | 43.55 | Corporate | [16 empty] | 18.54% | 19.28%
61664 | Mountain View Solar (FL) | 2022-04-30 | 2022 | Southeast (non-ISO) | FL | 28.3892 | -82.2216 | 4.9398 | PV | c-Si | 64.6573 | 54.6 | 1.1842 | Tracking | Single Axis | Tracking | 180 | [6 empty] | 16.65 | 17.68 | 55.69 | 40.89 | Monopoly Investor-owned Utility | [16 empty] | 18.86% | 21.78%
65687 | Riverside Solar | 2022-12-31 | 2022 | Southeast (non-ISO) | FL | 27.6721 | -82.4502 | 5.0823 | PV | Thin-Film | 66.8 | 55 | 1.2145 | Tracking | Single Axis | Tracking | 180 | [6 empty] | 16.58 | 15.86 | 49.32 | 36.38 | Monopoly Investor-owned Utility | [16 empty] | 23.33% | 21.61%
64909 | Luciana | 2022-04-30 | 2022 | CAISO | CA | 35.8173 | -119.0632 | 5.336 | PV | c-Si | 72.5 | 55.8 | 1.2993 | Tracking | Single Axis | Tracking | 180 | [6 empty] | 12.5 | 8.66 | 74.47 | 52.63 | Public Utilities | 22.5616 | [15 empty] | 26.02% | 25.5%
64842 | SR Turkey Creek | 2022-11-30 | 2022 | PJM | KY | 37.5936 | -84.5776 | 4.1231 | PV | Thin-Film | 70.35 | 57.6 | 1.2214 | Tracking | Single Axis | Tracking | 180 | [6 empty] | 32.38 | 3.68 | 68.8 | 49.37 | Corporate | [16 empty] | 21.92% | 21.1%
62758 | Meherrin Solar (Pumpkinseed Solar) | 2022-09-30 | 2022 | PJM | VA | 36.6002 | -77.6501 | 4.3691 | PV | c-Si | 86.1 | 59.6 | 1.4446 | Tracking | Single Axis | Tracking | 180 | [6 empty] | 27.32 | 3.48 | 77.49 | 56.19 | Monopoly Investor-owned Utility | [16 empty] | 18.25% | 22.29%
65684 | Laurel Oaks Solar | 2022-12-31 | 2022 | Southeast (non-ISO) | FL | 27.92 | -82.0693 | 4.9805 | PV | Thin-Film | 72.216 | 61.2 | 1.18 | Tracking | Single Axis | Tracking | 180 | [6 empty] | 16.62 | 15.68 | 45.87 | 33.98 | Monopoly Investor-owned Utility | [16 empty] | 22.77% | 22.45%
65676 | Edwards Sanborn E5 | 2022-12-31 | 2022 | CAISO | CA | 34.9653 | -118.0773 | 5.8867 | PV | Thin-Film | 71.3 | 68 | 1.0485 | Tracking | Single Axis | Tracking | 180 | PV+Storage | LIB | AC | 2023 | 47 | 94 | 9.96 | 9.92 | 38.83 | 28.84 | Unknown | [16 empty] | 24.21% | 22.12%
65349 | Mulligan Solar, LLC | 2022-07-30 | 2022 | MISO | IL | 40.095 | -89.4177 | 4.0868 | PV | c-Si | 92.4 | 70 | 1.32 | Tracking | Single Axis | Tracking | 180 | [6 empty] | 27.48 | 2.77 | 41.27 | 30.99 | Public Utilities | [16 empty] | 25.5% | 24.66%
64840 | SR Cedar Springs, LLC | 2022-12-31 | 2022 | Southeast (non-ISO) | GA | 31.2383 | -85.095 | 4.7166 | PV | Thin-Film | 101 | 70 | 1.4429 | Tracking | Single Axis | Tracking | 179 | [6 empty] | 27.78 | 30.77 | 65.65 | 47.39 | Public Utilities | [16 empty] | 23.82% | 26.08%
65039 | Sundew | 2022-01-31 | 2022 | Southeast (non-ISO) | FL | 27.261 | -80.5507 | 4.9358 | PV | Thin-Film | 104.3 | 74.5 | 1.4 | Fixed Tilt | Fixed Tilt | 20 | 195 | [6 empty] | 26.88 | 16.35 | 39.02 | 30.09 | Monopoly Investor-owned Utility | [16 empty] | 23.73% | 22.57%
65042 | Grove (Evans Grove) | 2022-01-31 | 2022 | Southeast (non-ISO) | FL | 27.5809 | -80.6527 | 4.9131 | PV | Thin-Film | 104.3 | 74.5 | 1.4 | Fixed Tilt | Fixed Tilt | 20 | 196 | [6 empty] | 26.7 | 16.9 | 41.86 | 31.97 | Monopoly Investor-owned Utility | [16 empty] | 23.97% | 22.17%
64757 | Blue Springs | 2022-01-31 | 2022 | Southeast (non-ISO) | FL | 30.7872 | -85.0862 | 4.7488 | PV | Thin-Film | 91.3 | 74.5 | 1.2255 | Tracking | Single Axis | Tracking | 180 | [6 empty] | 27.57 | 25.08 | 48.96 | 36.49 | Monopoly Investor-owned Utility | [16 empty] | 21.62% | 20%
65037 | Sawgrass Solar Energy Center | 2022-01-31 | 2022 | Southeast (non-ISO) | FL | 26.3678 | -81.0445 | 5.0041 | PV | Thin-Film | 103.6 | 74.5 | 1.3906 | Fixed Tilt | Fixed Tilt | 20 | 195 | [6 empty] | 26.91 | 19.78 | 39.31 | 30.37 | Monopoly Investor-owned Utility | [16 empty] | 22.47% | 22.66%
65040 | Immokalee | 2022-01-31 | 2022 | Southeast (non-ISO) | FL | 26.481 | -81.4281 | 5.0673 | PV | Thin-Film | 104.3 | 74.5 | 1.4 | Fixed Tilt | Fixed Tilt | 20 | 180 | [6 empty] | 26.68 | 14.39 | 38.4 | 29.56 | Monopoly Investor-owned Utility | [16 empty] | 24.52% | 23.02%
65038 | Ghost Orchid Solar Energy Center | 2022-01-31 | 2022 | Southeast (non-ISO) | FL | 26.4246 | -81.0361 | 5.0304 | PV | Thin-Film | 103.6 | 74.5 | 1.3906 | Fixed Tilt | Fixed Tilt | 20 | 194 | [6 empty] | 26.87 | 17.49 | 45.83 | 34.71 | Monopoly Investor-owned Utility | [16 empty] | 22.32% | 22.27%
65041 | Elder Branch | 2022-01-31 | 2022 | Southeast (non-ISO) | FL | 27.5966 | -82.2527 | 5.0172 | PV | Thin-Film | 98.3 | 74.5 | 1.3195 | Tracking | Single Axis | Tracking | 180 | [6 empty] | 26.74 | 20.17 | 33.51 | 25.67 | Monopoly Investor-owned Utility | [16 empty] | 27.67% | 25.39%
64631 | Jamison Solar (FL) | 2022-04-30 | 2022 | Southeast (non-ISO) | FL | 27.8177 | -81.9615 | 5.0131 | PV | Thin-Film | 85.6 | 74.5 | 1.149 | Tracking | Single Axis | Tracking | 180 | [6 empty] | 16.64 | 11.87 | 52.56 | 38.72 | Monopoly Investor-owned Utility | [16 empty] | 18.8% | 21.81%
64146 | Sandy Creek Solar Power Plant | 2022-05-31 | 2022 | Southeast (non-ISO) | FL | 30.1031 | -85.4104 | 4.7918 | PV | Thin-Film | 98.8 | 74.9 | 1.3191 | Tracking | Single Axis | Tracking | 180 | [6 empty] | 20.44 | 31.74 | 44.91 | 33.62 | Monopoly Investor-owned Utility | [16 empty] | 23.89% | 23.36%
64533 | Fort Green Solar Power Plant | 2022-08-31 | 2022 | Southeast (non-ISO) | FL | 27.6411 | -81.9416 | 4.9941 | PV | c-Si | 126.7 | 74.9 | 1.6916 | Fixed Tilt | Fixed Tilt | 15 | 180 | [6 empty] | 19.71 | 15.21 | 55.61 | 42.42 | Monopoly Investor-owned Utility | [16 empty] | 18.47% | 24.16%
63982 | Charlie Creek Solar Power Plant | 2022-08-31 | 2022 | Southeast (non-ISO) | FL | 27.6398 | -81.6615 | 5.0173 | PV | c-Si | 99.7 | 74.9 | 1.3311 | Tracking | Single Axis | Tracking | 180 | [6 empty] | 19.77 | 26.29 | 46.8 | 34.81 | Monopoly Investor-owned Utility | [16 empty] | 25.4% | 22.68%
64145 | Bay Trail Solar Power Plant | 2022-11-30 | 2022 | Southeast (non-ISO) | FL | 29 | -82.6722 | 5.0187 | PV | c-Si | 94.9 | 74.9 | 1.267 | Tracking | Single Axis | Tracking | 180 | [6 empty] | 20.05 | 28.13 | 51.1 | 37.95 | Monopoly Investor-owned Utility | [16 empty] | 20.69% | 22.04%
66709 | Beulah Solar | 2022-05-31 | 2022 | Southeast (non-ISO) | SC | 33.9452 | -81.5712 | 4.6021 | PV | c-Si | 101.4 | 74.9 | 1.3538 | Tracking | Single Axis | Tracking | 180 | [6 empty] | 29.95 | 15.37 | 54.19 | 40.21 | Investor-owned Utility | [16 empty] | 22.49% | 20.66%
63813 | Gunsight Solar, LLC | 2022-12-31 | 2022 | Southeast (non-ISO) | SC | 33.7617 | -81.0704 | 4.5939 | PV | c-Si | 105.739 | 75 | 1.4099 | Tracking | Single Axis | Tracking | 180 | [8 empty] | 48.23 | 35.92 | Public Utilities | 28.2627 | [15 empty] | 23.92% | 25.21%
65521 | Longbow Solar, LLC | 2022-07-30 | 2022 | ERCOT | TX | 29.2898 | -95.2986 | 4.6318 | PV | c-Si | 112 | 78.1 | 1.4341 | Tracking | Single Axis | Tracking | 182 | [6 empty] | 14.02 |  | 56.25 | 41.42 | Investor-owned Utility | [16 empty] | 26.54% | 20.43%
64196 | Assembly Solar III | 2022-01-31 | 2022 | MISO | MI | 43.0227 | -83.9427 | 3.7773 | PV | c-Si | 114.9 | 79 | 1.4544 | Tracking | Single Axis | Tracking | 180 | [6 empty] | 31.34 | 2.08 | 43.8 | 33.53 | Investor-owned Utility | 33.2997 | [15 empty] | 22.06% | 23.12%
63910 | Bluegrass Solar | 2022-10-31 | 2022 | PJM | MD | 39.1759 | -75.9611 | 4.1698 | PV | c-Si | 101.48 | 79.6 | 1.2749 | Tracking | Single Axis | Tracking | 180 | [6 empty] | 31.91 | 6.99 | 40.49 | 30.72 | Corporate | [16 empty] | 22.91% | 22.61%
64186 | Graphite Solar I | 2022-06-30 | 2022 | West (non-ISO) | UT | 39.5484 | -110.7121 | 4.9429 | PV | c-Si | 104 | 80 | 1.3 | Tracking | Single Axis | Tracking | 180 | [6 empty] | 17.78 | 15.45 | 43.95 | 32.31 | Corporate | 24.8988 | [15 empty] | 28.15% | 27.48%
62617 | Searcy Solar Hybrid | 2022-01-31 | 2022 | MISO | AR | 35.233 | -91.69 | 4.4289 | PV | c-Si | 145.2 | 100 | 1.452 | Tracking | Single Axis | Tracking | 180 | PV+Storage | Lithium-Ion | DC | 2022 | 10 | 30 | 24.69 | 2.76 | 43.62 | 33.17 | Monopoly Investor-owned Utility | [16 empty] | 23.89% | 23.5%
64148 | Fish Springs Ranch Solar Energy Center | 2022-03-31 | 2022 | West (non-ISO) | NV | 40.0747 | -119.9742 | 5.024 | PV | c-Si | 130 | 100 | 1.3 | Tracking | Single Axis | Tracking | 180 | PV+Storage | Lithium-Ion | AC | 2022 | 25 | 100 | 21.63 | 15.55 | 32.69 | 24.78 | Investor-owned Utility | 25.0306 | [15 empty] | 29.03% | 29%
64630 | Rabbitbrush Solar, LLC | 2022-10-31 | 2022 | CAISO | CA | 34.8754 | -118.3546 | 5.7758 | PV | Thin-Film | 125.1 | 100 | 1.251 | Tracking | Single Axis | Tracking | 180 | PV+Storage | LIB | AC | 2022 | 20 | 50 | 32.97 | 8.36 | 20.35 | 16.57 | Public Utilities | 23.5032 | [15 empty] | 28.45% | 29.24%
64738 | Holliday Creek Solar | 2022-07-30 | 2022 | MISO | IA | 42.5687 | -94.1029 | 3.981 | PV | c-Si | 117.1 | 100 | 1.171 | Tracking | Single Axis | Tracking | 180 | [6 empty] | 20.49 | 2.73 | 51.44 | 37.47 | Investor-owned Utility | [16 empty] | 23.32% | 23.58%
64566 | Central Line Solar | 2022-04-30 | 2022 | West (non-ISO) | AZ | 32.8373 | -111.5658 | 5.7683 | PV | c-Si | 125 | 100 | 1.25 | Tracking | Single Axis | Tracking | 180 | [6 empty] | 11.82 | 24.31 | 31.25 | 23.58 | Unknown | 20.8326 | [15 empty] | 30.11% | 30.34%
64081 | Sunflower County (aka Sunflower Solar) | 2022-09-30 | 2022 | MISO | MS | 33.7565 | -90.5264 | 4.5828 | PV | c-Si | 110.1 | 100 | 1.101 | Tracking | Single Axis | Tracking | 180 | [6 empty] | 28.88 | 4.39 | 58.26 | 43.15 | Investor-owned Utility | [16 empty] | 20.63% | 12.19%
63127 | Drew Solar LLC | 2022-11-30 | 2022 | CAISO | CA | 32.6872 | -115.6656 | 5.663 | PV | c-Si | 137.7 | 100 | 1.377 | Tracking | Single Axis | Tracking | 180 | [6 empty] | 11.38 | 6.26 | 33.77 | 25.13 | Public Utilities | 23.8301 | [15 empty] | 33.56% | 35.35%
66125 | West Line Solar | 2022-12-31 | 2022 | West (non-ISO) | AZ | 32.8315 | -111.5936 | 5.7683 | PV | c-Si | 125 | 100 | 1.25 | Tracking | Single Axis | Tracking | 180 | [6 empty] | 12 | 23.7 | 31.48 | 23.62 | Corporate | 19.7652 | [15 empty] | 31.56% | 31.15%
64838 | SR Clay, LLC | 2022-12-31 | 2022 | Southeast (non-ISO) | GA | 31.5518 | -84.9034 | 4.727 | PV | Thin-Film | 151.4 | 106 | 1.4283 | Tracking | Single Axis | Tracking | 180 | [6 empty] | 27.87 | 32.53 | 63.22 | 45.7 | Public Utilities | [16 empty] | 25.17% | 25.27%
66310 | Cutlass Solar 1 LLC | 2022-12-31 | 2022 | ERCOT | TX | 29.4097 | -95.734 | 4.6359 | PV | c-Si | 140 | 110.9 | 1.2624 | Tracking | Single Axis | Tracking | 182 | [6 empty] | 21.74 |  | 49.74 | 36.93 | Unknown | [16 empty] | 21.82% | 21.94%
65778 | Jackpot Solar, LLC | 2022-12-31 | 2022 | West (non-ISO) | ID | 42.2006 | -114.6296 | 4.5691 | PV | c-Si | 155.9 | 120 | 1.2992 | Tracking | Single Axis | Tracking | 180 | [6 empty] | 21.95 | 19.85 | 43.6 | 32.47 | Investor-owned Utility | 20.9704 | [15 empty] | 25.53% | 24.46%
65319 | Maplewood Solar (Amazon Arlington Solar Farm) | 2022-12-31 | 2022 | PJM | VA | 36.9192 | -79.359 | 4.3372 | PV | Thin-Film | 144.7 | 120 | 1.2058 | Tracking | Single Axis | Tracking | 180 | [6 empty] | 29.19 | 4.51 | 66.04 | 48.23 | Corporate | [16 empty] | 19.34% | 17.18%
64993 | BigBeau Solar, LLC | 2022-02-28 | 2022 | CAISO | CA | 34.9112 | -118.3551 | 5.8249 | PV | c-Si | 164.3 | 128 | 1.2836 | Tracking | Single Axis | Tracking | 180 | PV+Storage | LIB | DC | 2022 | 40 | 160 | 32.86 | 8.29 | 44.74 | 33.1 | Public Utilities | 25.7647 | [15 empty] | 21.92% | 29.5%
64564 | Arlington Energy Center III | 2022-08-31 | 2022 | CAISO | CA | 33.6909 | -114.7749 | 5.7976 | PV | c-Si | 164 | 131 | 1.2519 | Tracking | Single Axis | Tracking | 180 | PV+Storage | Lithium-Ion | AC | 2022 | 110 | 440 | 10.69 | 8.54 | 35.27 | 26.67 | Public Utilities | [16 empty] | 26.85% | 25.89%
65661 | Nebula Solar (Rayos Del Sol 1) | 2022-06-30 | 2022 | ERCOT | TX | 26.0901 | -97.7985 | 4.9274 | PV | c-Si | 181.5 | 135 | 1.3444 | Tracking | Single Axis | Tracking | 180 | [6 empty] | 20.82 |  | 43.24 | 32.75 | Non-IOU Retailer | [16 empty] | 24.03% | 21.46%
65675 | Edwards Sanborn E4 | 2022-12-31 | 2022 | CAISO | CA | 34.9436 | -118.088 | 5.8867 | PV | Thin-Film | 159.9 | 148.9 | 1.0739 | Tracking | Single Axis | Tracking | 180 | PV+Storage | LIB | DC | 2023 | 100 | 100 | 10.03 | 8.69 | 46.08 | 34.22 | Unknown | [16 empty] | 17.47% | 22.89%
64637 | Big River Solar | 2022-08-31 | 2022 | MISO | IL | 38.0501 | -88.2955 | 4.2156 | PV | Thin-Film | 209.6 | 149 | 1.4067 | Tracking | Single Axis | Tracking | 180 | [6 empty] | 30.9 | 2.63 | 41.67 | 31.45 | Public Utilities | [16 empty] | 25.65% | 25.2%
64878 | Edwards Sanborn E1A | 2022-08-31 | 2022 | CAISO | CA | 34.9608 | -118.0989 | 5.8867 | PV | Thin-Film | 157 | 149.3 | 1.0516 | Tracking | Single Axis | Tracking | 180 | PV+Storage | Lithium-Ion | DC | 2022 | 133.4 | 272 | 9.94 | 8.43 | 32.88 | 24.68 | Public Utilities | [16 empty] | 24.17% | 26.18%
65011 | Wood County | 2022-12-31 | 2022 | MISO | WI | 44.2786 | -89.847 | 3.8025 | PV | c-Si | 198.6 | 150 | 1.324 | Tracking | Single Axis | Tracking | 180 | PV+Storage |  |  | 2024 | 75 |  | 23.05 | 2.48 | 60.03 | 44.39 | Public Utilities | [16 empty] | 18.89% | 20.62%
65322 | Fort Powhatan Solar (aka Disputana Solar Facility) | 2022-01-31 | 2022 | PJM | VA | 37.2589 | -77.0935 | 4.3098 | PV | c-Si | 204 | 150 | 1.36 | Tracking | Single Axis | Tracking | 181 | [6 empty] | 35.16 | 4.05 | 51.83 | 38.2 | Corporate | [16 empty] | 23.81% | 24.52%
63719 | Elora Solar | 2022-03-31 | 2022 | Southeast (non-ISO) | TN | 35.0555 | -86.3496 | 4.3532 | PV | c-Si | 205 | 150 | 1.3667 | Tracking | Single Axis | Tracking | 180 | [6 empty] | 23.62 | 39.54 | 36.67 | 28.13 | Corporate | [16 empty] | 26.44% | 23.21%
63509 | Lund Hill Solar | 2022-10-31 | 2022 | West (non-ISO) | WA | 45.8719 | -120.2452 | 4.4056 | PV | c-Si | 194 | 150 | 1.2933 | Tracking | Single Axis | Tracking | 180 | [8 empty] | 44.23 | 32.99 | Investor-owned Utility | 36.3716 | [15 empty] | 21.93% | 26.83%
65674 | Edwards Sanborn E1B | 2022-11-30 | 2022 | CAISO | CA | 34.9866 | -118.1 | 5.8476 | PV | Thin-Film | 166.1 | 154.4 | 1.0758 | Tracking | Single Axis | Tracking | 180 | PV+Storage | LIB | AC | 2023 | 136 | 272 | 10.04 | 8.86 | 35.24 | 26.28 | Public Utilities | [16 empty] | 24.41% | 26.29%
64841 | SR DeSoto I, LLC | 2022-12-31 | 2022 | Southeast (non-ISO) | GA | 31.8828 | -84.0234 | 4.7528 | PV | Thin-Film | 177.4 | 165 | 1.0752 | Tracking | Single Axis | Tracking | 180 | [6 empty] | 27.73 | 31.35 | 65.31 | 46.76 | Corporate | [16 empty] | 20.11% | 21.02%
62675 | Skipjack Solar Center | 2022-05-31 | 2022 | PJM | VA | 37.4233 | -77.1579 | 4.2909 | PV | Thin-Film | 225 | 175 | 1.2857 | Tracking | Single Axis | Tracking | 180 | [6 empty] | 34.46 | 3.47 | 56.01 | 40.98 | Education | [16 empty] | 22.87% | 22.34%
63522 | Hickory Park Solar Hybrid | 2022-06-30 | 2022 | Southeast (non-ISO) | GA | 31.2695 | -84.1954 | 4.7663 | PV | c-Si | 268.8 | 195.5 | 1.3749 | Tracking | Single Axis | Tracking | 180 | PV+Storage | LIB | DC | 2022 | 40 | 80 | 27.73 | 30.62 | 46.36 | 34.61 | Monopoly Investor-owned Utility | [16 empty] | 24% | 24.83%
63913 | Dodge Flat | 2022-03-31 | 2022 | West (non-ISO) | NV | 39.6433 | -119.3318 | 5.2053 | PV | c-Si | 260 | 200 | 1.3 | Tracking | Single Axis | Tracking | 180 | PV+Storage | Lithium iron phosphate | AC | 2022 | 50 | 200 | 20.91 | 13.31 | 29.29 | 22.37 | Investor-owned Utility | 22.1482 | [15 empty] | 30.1% | 31.29%
65333 | Shakes Solar | 2022-06-30 | 2022 | ERCOT | TX | 28.56 | -99.7208 | 4.954 | PV | Thin-Film | 270 | 200 | 1.35 | Tracking | Single Axis | Tracking | 180 | [6 empty] | 20.35 |  | 40.44 | 30.81 | Corporate | [16 empty] | 24.35% | 22.41%
64447 | Brazoria West | 2022-09-30 | 2022 | ERCOT | TX | 29.2092 | -95.6554 | 4.6411 | PV | c-Si | 260 | 200 | 1.3 | Tracking | Single Axis | Tracking | 182 | [6 empty] | 22.34 |  | 40.84 | 30.91 | Unknown | [16 empty] | 23.51% | 23.46%
65032 | Sun Mountain Solar 1 | 2022-12-31 | 2022 | West (non-ISO) | CO | 38.1778 | -104.5266 | 5.1492 | PV | Thin-Film | 293 | 200 | 1.465 | Tracking | Single Axis | Tracking | 180 | [6 empty] | 15.68 | 20.49 | 38.33 | 29.32 | Investor-owned Utility | 18.1305 | [15 empty] | 25.92% | 26.29%
64856 | Calhoun Solar | 2022-12-31 | 2022 | MISO | MI | 42.3321 | -85.0474 | 3.8162 | PV | c-Si | 259 | 200 | 1.295 | Tracking | Single Axis | Tracking | 180 | [6 empty] | 25.76 | 2.27 |  |  | Public Utilities | 39.4802 | [15 empty] | 17.8% | 20.42%
66046 | Brazoria County Solar Project (Danciger) | 2022-07-30 | 2022 | ERCOT | TX | 29.1779 | -95.7612 | 4.5641 | PV | Thin-Film | 262.5 | 203 | 1.2931 | Tracking | Single Axis | Tracking | 182 | [6 empty] | 20.65 |  | 43.24 | 32.53 | Unknown | [16 empty] | 24.36% | 21.73%
65053 | Blythe Mesa Solar II (Athos III) | 2022-12-31 | 2022 | CAISO | CA | 33.5851 | -114.733 | 5.6801 | PV | Thin-Film | 309.7 | 223.6 | 1.3851 | Tracking | Single Axis | Tracking | 180 | PV+Storage | Lithium-Ion | AC | 2022 | 112 | 448 | 10.97 | 7.64 | 41.2 | 30.48 | Investor-owned Utility | [16 empty] | 30.78% | 28.98%
62945 | Fighting Jays Solar Project | 2022-06-30 | 2022 | ERCOT | TX | 29.3584 | -95.7464 | 4.6468 | PV | c-Si | 286 | 227.5 | 1.2571 | Tracking | Single Axis | Tracking | 182 | [6 empty] | 20.5 |  | 58.89 | 43.38 | Corporate | [16 empty] | 24.67% | 14.2%
65303 | Sun Valley Solar Project | 2022-12-31 | 2022 | ERCOT | TX | 31.8578 | -97.0126 | 4.7415 | PV | c-Si | 347.8 | 250 | 1.3912 | Tracking | Single Axis | Tracking | 180 | PV+Storage |  | AC | 2023 | 100 | 100 | 19.55 |  | 36.9 | 28.33 | Corporate | [16 empty] | 25.32% | 24.85%
63211 | Samson Solar Energy (Phase I) | 2022-05-31 | 2022 | ERCOT | TX | 33.4728 | -95.3476 | 4.5754 | PV | c-Si | 250 | 250 | 1 | Tracking | Single Axis | Tracking | 180 | [6 empty] | 18.97 |  | 51.87 | 38.15 | Corporate | [16 empty] | 17.99% | 18.22%
63300 | Athos Solar Project (SE Athos I?) | 2022-06-30 | 2022 | CAISO | CA | 33.7482 | -115.3519 | 5.8554 | PV | Thin-Film | 365 | 250 | 1.46 | Tracking | Single Axis | Tracking | 180 | [6 empty] | 6.75 | 7.87 | 43.75 | 32.29 | Non-IOU Retailer | [16 empty] | 32.28% | 28.15%
63883 | Samson Solar Energy (Phase III) | 2022-11-30 | 2022 | ERCOT | TX | 33.4177 | -95.3705 | 4.5754 | PV | c-Si | 250 | 250 | 1 | Tracking | Single Axis | Tracking | 182 | [6 empty] | 16.02 |  | 66.49 | 49.05 | Corporate | [16 empty] | 17.36% | 9.652%
65631 | Pisgah Ridge Solar, LLC | 2022-12-31 | 2022 | ERCOT | TX | 31.8967 | -96.4673 | 4.7041 | PV | c-Si | 321 | 250 | 1.284 | Tracking | Single Axis | Tracking | 181 | [6 empty] | 20.66 |  |  |  | Corporate | [16 empty] | 22.72% | 22.96%
65271 | Noble Solar | 2022-09-30 | 2022 | ERCOT | TX | 33.33 | -97.3022 | 4.7758 | PV | c-Si | 353.14 | 275 | 1.2841 | Tracking | Single Axis | Tracking | 180 | PV+Storage | Lithium-Ion | AC | 2022 | 125 | 125 | 21.35 |  | 34.68 | 26.69 | Corporate | [16 empty] | 24.23% | 24.24%
63727 | Slate Hybrid | 2022-04-30 | 2022 | CAISO | CA | 36.227 | -119.8948 | 5.3183 | PV | c-Si | 390.3 | 300 | 1.301 | Tracking | Single Axis | Tracking | 180 | PV+Storage | Lithium-Ion | AC | 2022 | 140.25 | 561 | 4.4 | 9.46 | 49.76 | 36.26 | Public Utilities | 23.2991 | [15 empty] | 27.68% | 25.84%
64759 | Old Middleboro Road Solar | 2023-01-31 | 2023 | ISO-NE | MA | 41.7962 | -70.827 | 3.8634 | PV | c-Si | 9.6336 | 5.001 | 1.9263 | Fixed Tilt | Fixed Tilt |  | 180 | PV+Storage | LIB | DC | 2023 | 4.5 | 13.4 | 31.9 | 3.74 |  |  | Investor-owned Utility | [17 empty] | 25.12%
64510 | Arba Solar Energy Storage | 2023-03-31 | 2023 | Southeast (non-ISO) | NC | 35.4212 | -77.7299 | 4.4563 | PV | c-Si | 6.3 | 5.001 | 1.2597 | Tracking | Single Axis | Tracking | 180 | PV+Storage | LIB | AC | 2023 | 5.1 | 10 | 20.68 | 13 | 101.5 | 74.19 | Unknown | [17 empty] | 13.99%
64252 | Richmond 6 | 2023-07-30 | 2023 | PJM | IN | 39.806 | -84.8783 | 3.973 | PV | c-Si | 7.3 | 5.3 | 1.3774 | Tracking | Single Axis | Tracking | 180 | [6 empty] | 33.22 | 3.26 | 64.08 | 47.37 | Public Utilities | [17 empty] | 21.76%
54666 | Steamboat III | 2023-11-30 | 2023 | West (non-ISO) | NV | 39.3944 | -119.748 | 5.2442 | PV | c-Si | 8.3 | 5.5 | 1.5091 | Tracking | Single Axis | Tracking |  | PV+Geothermal | [5 empty] | 22.7 | 7.34 | 46.61 | 31.91 | Unknown
54665 | Steamboat II | 2023-11-30 | 2023 | West (non-ISO) | NV | 39.3956 | -119.747 | 5.2442 | PV | c-Si | 8.3 | 5.5 | 1.5091 | Tracking | Single Axis | Tracking |  | PV+Geothermal | [5 empty] | 22.7 | 7.34 | 45.64 | 30.95 | Unknown
66962 | ME Novel Lighthouse - Carrabassett | 2023-12-31 | 2023 | ISO-NE | ME | 45.1014 | -70.3412 | 3.5998 | PV | c-Si | 6.9 | 5.648 | 1.2217 | Fixed Tilt | Fixed Tilt | 35 | 180 | [10 empty] | Unknown | [17 empty] | 10.54%
55991 | Brady | 2023-05-31 | 2023 | West (non-ISO) | NV | 39.796 | -119.01 | 5.0655 | PV | c-Si | 12 | 6 | 2 | Tracking | Single Axis | Tracking |  | PV+Geothermal | [5 empty] | 21.47 | 7.54 | 43.51 | 27.21 | Corporate
66887 | Houston Solar (Glacier Bay) | 2023-09-30 | 2023 | AK | AK | 61.5874 | -149.7896 |  | PV | c-Si | 8.5 | 6 | 1.4167 | Fixed Tilt | Fixed Tilt | 40 | 180 | [8 empty] | 90.88 | 67.7 | Public Utilities | [17 empty] | 14.74%
65705 | Canoe Brook Solar | 2023-01-31 | 2023 | PJM | NJ | 40.7502 | -74.3506 | 3.9455 | PV | c-Si | 8.915 | 6.3 | 1.4151 | Fixed Tilt | Fixed Tilt | 12 | 180 | [6 empty] | 28.08 | 4.56 |  |  | Investor-owned Utility | [17 empty] | 19.75%
65073 | Berrenda Mesa Water District | 2023-07-30 | 2023 | CAISO | CA | 35.6133 | -119.867 | 5.3722 | PV | c-Si | 8 | 6.4 | 1.25 | Tracking | Single Axis | Tracking | 180 | [6 empty] | 6.64 | 8.69 | 47.08 | 30.78 | Public Utilities
64695 | Angel Fire Energy Facility | 2023-07-30 | 2023 | West (non-ISO) | NM | 36.4169 | -105.281 | 5.0045 | PV | c-Si | 9.8 | 7.5 | 1.3067 | Tracking | Single Axis | Tracking | 180 | PV+Storage | LIB | AC | 2023 | 3 | 15 | 11.09 | 0.74 | 54.91 | 36.36 | Public Utilities | [17 empty] | 22.09%
67726 | Bonduel Solar WI, LLC | 2023-12-31 | 2023 | MISO | WI | 44.731 | -88.3743 | 3.7156 | PV | c-Si | 8.6 | 7.5 | 1.1467 | Tracking | Single Axis | Tracking | 180 | [6 empty] | 29.31 | 2.27 | 53.47 | 38.77 | Investor-owned Utility
67732 | Silver Lake Solar WI, LLC | 2023-12-31 | 2023 | MISO | WI | 42.5749 | -88.1896 | 3.8269 | PV | c-Si | 8.6 | 7.5 | 1.1467 | Tracking | Single Axis | Tracking | 180 | [6 empty] | 29.55 | 2.27 | 54.51 | 39.81 | Investor-owned Utility
67733 | Spring Prairie Solar WI, LLC | 2023-12-31 | 2023 | MISO | WI | 42.6784 | -88.3392 | 3.8392 | PV | c-Si | 8.6 | 7.5 | 1.1467 | Tracking | Single Axis | Tracking | 180 | [6 empty] | 28.72 | 2.27 | 53.94 | 39.25 | Investor-owned Utility
67729 | Jackson Solar WI, LLC | 2023-12-31 | 2023 | MISO | WI | 43.3086 | -88.0906 | 3.8132 | PV | c-Si | 8.6 | 7.5 | 1.1467 | Tracking | Single Axis | Tracking | 180 | [6 empty] | 27.8 | 2.27 | 54.16 | 39.46 | Investor-owned Utility
65949 | Kearsarge Smithfield LLC | 2023-04-30 | 2023 | ISO-NE | RI | 41.9271 | -71.5788 | 3.8566 | PV | c-Si | 11.861 | 8 | 1.4826 | Fixed Tilt | Fixed Tilt | 15 | 180 | [6 empty] | 30.87 | 3.88 |  |  | Unknown | [17 empty] | 19.57%
67596 | Adams PV Plant | 2023-07-30 | 2023 | MISO | WI | 43.949 | -89.684 | 3.7877 | PV | c-Si | 11.59 | 8.55 | 1.3556 | Tracking | Single Axis | Tracking | 180 | [6 empty] | 26.93 | 2.37 | 82.19 | 59.07 | Unknown | [17 empty] | 22.37%
60028 | Shorthorn Holdings | 2023-08-31 | 2023 | Southeast (non-ISO) | SC | 34.6858 | -79.5399 | 4.5501 | PV | c-Si | 12.9033 | 8.9 | 1.4498 | Tracking | Single Axis | Tracking | 180 | [6 empty] | 23.51 | 29.93 | 94.14 | 67.47 | Monopoly Investor-owned Utility | [17 empty] | 21.58%
66416 | IMPA Washington Solar Park 2 | 2023-07-30 | 2023 | MISO | IN | 38.6806 | -87.2018 | 4.1525 | PV | c-Si | 13.5 | 9.9 | 1.3636 | Tracking | Single Axis | Tracking | 180 | [6 empty] | 30.37 | 2.34 | 92.28 | 59.65 | Unknown | [17 empty] | 15.82%
66532 | BCE Los Alamitos 2 | 2023-08-31 | 2023 | CAISO | CA | 33.7866 | -118.0488 | 5.1803 | PV | Thin-Film | 15.5 | 10 | 1.55 | Tracking | Single Axis | Tracking | 180 | PV+Storage+Backup Generator | LIB | AC | 2023 | 10 | 2.9 | 13.83 | 8.3 |  |  | Investor-owned Utility
66533 | BCE Los Alamitos 1 | 2023-08-31 | 2023 | CAISO | CA | 33.7879 | -118.0655 | 5.1803 | PV | Thin-Film | 15.5 | 10 | 1.55 | Tracking | Single Axis | Tracking | 180 | PV+Storage+Backup Generator | LIB | AC | 2023 | 10 | 2.9 | 13.86 | 9.76 |  |  | Investor-owned Utility | 62.0543 | [16 empty] | 22.42%
65296 | Hawthorn Solar I | 2023-01-31 | 2023 | SPP | MO | 39.133 | -94.4863 | 4.2316 | PV | c-Si | 12 | 10 | 1.2 | Tracking | Single Axis | Tracking | 180 | [6 empty] | 30.73 | 30.48 | 128.55 | 92.84 | Investor-owned Utility | [17 empty] | 11.96%
67101 | Lightfoot Solar, LLC | 2023-10-31 | 2023 | MISO | MI | 44.6365 | -84.1714 | 3.7121 | PV | c-Si | 13.6 | 10 | 1.36 | Tracking | Single Axis | Tracking | 180 | [6 empty] | 33.36 | 2.36 |  |  | Investor-owned Utility
68038 | KDC Solar Madera LLC | 2023-12-31 | 2023 | West (non-ISO) | CA | 36.926 | -120.104 | 5.2386 | PV | c-Si | 12.9 | 10 | 1.29 | Fixed Tilt | Fixed Tilt | 15 | 188 | [6 empty] | 17.95 | 14.83 |  |  | Unknown
65151 | Energix Aditya, LLC | 2023-08-31 | 2023 | PJM | VA | 38.0207 | -77.9661 | 4.2447 | PV | Thin-Film | 14.88 | 11.5 | 1.2939 | Fixed Tilt | Fixed Tilt |  | 184 | [6 empty] | 34.72 | 2.95 | 81.26 | 58.74 | Monopoly Investor-owned Utility | [17 empty] | 20.18%
67117 | Rhode Island Solar Renewable Energy IV, | 2023-12-31 | 2023 | ISO-NE | RI | 41.6133 | -71.1584 | 3.8855 | PV | c-Si | 16.3145 | 11.8 | 1.3826 | Fixed Tilt | Fixed Tilt | 20 | 180 | [6 empty] | 31.17 | 3.84 |  |  | Public Utilities | [17 empty] | 20.6%
67597 | Portage Solar Plant | 2023-06-30 | 2023 | MISO | WI | 43.607 | -89.402 | 3.7934 | PV | c-Si | 15.21 | 12.15 | 1.2519 | Tracking | Single Axis | Tracking | 180 | [6 empty] | 26.83 | 2.37 | 83.38 | 59.69 | Unknown | [17 empty] | 21.36%
60785 | Tungsten Mountain | 2023-07-30 | 2023 | West (non-ISO) | NV | 39.6666 | -117.6813 | 4.8551 | PV | c-Si | 17.6 | 12.3 | 1.4309 | Tracking | Single Axis | Tracking | 180 | PV+Geothermal | [5 empty] | 18.5 | 7.59 |  |  | Unknown | [17 empty] | 25.69%
67419 | CS WIND America Inc. | 2023-10-31 | 2023 | West (non-ISO) | CO | 38.1745 | -104.6305 | 5.1244 | PV | c-Si | 14.6 | 12.3 | 1.187 | Tracking | Single Axis | Tracking | 180 | [6 empty] | 14.56 | 28.82 | 46.63 | 30.33 | Corporate | [17 empty] | 25.17%
7790 | Bonanza | 2023-05-31 | 2023 | West (non-ISO) | UT | 40.0779 | -109.2919 | 4.932 | PV | c-Si | 15 | 12.5 | 1.2 | Tracking | Single Axis | Tracking | 181 | PV+Fossil | [5 empty] | 17.45 | 12.74 | 47.28 | 30.98 | Unknown | [17 empty] | 22.16%
66104 | Blue Elk VII Solar, LLC | 2023-11-30 | 2023 | MISO | MI | 43.087 | -83.5675 | 3.7719 | PV | Thin-Film | 16.37 | 12.5 | 1.3096 | Tracking | Single Axis | Tracking | 180 | [6 empty] | 32.19 | 2.36 | 91.99 | 65.97 | Investor-owned Utility | [17 empty] | 19.79%
65224 | Apple Grove Solar, LLC | 2023-12-31 | 2023 | PJM | VA | 37.9174 | -77.8642 | 4.265 | PV | Thin-Film | 18.124 | 14.951 | 1.2122 | Tracking | Single Axis | Tracking | 180 | [6 empty] | 35.23 | 3.52 | 61.93 | 45.09 | Public Utilities | [17 empty] | 22.94%
66683 | Sylvan Solar | 2023-07-30 | 2023 | MISO | MN | 46.3242 | -94.3832 | 3.7282 | PV | c-Si | 16.85 | 15.2 | 1.1086 | Tracking | Single Axis | Tracking | 180 | [6 empty] | 31.11 | 2.97 | 59.67 | 44.14 | Monopoly Investor-owned Utility | 61.915 | [16 empty] | 18.69%
67172 | Colice Hall Solar | 2023-07-30 | 2023 | PJM | NC | 36.3102 | -76.998 | 4.3759 | PV | c-Si | 25.002 | 17 | 1.4707 | Fixed Tilt | Fixed Tilt | 15 | 180 | [6 empty] | 27.16 | 2.27 | 82.39 | 59.69 | Education | [17 empty] | 22.11%
66944 | Pine 2 Solar | 2023-11-30 | 2023 | PJM | PA | 40.6157 | -80.471 | 3.8067 | PV | c-Si | 23 | 17.1 | 1.345 | Fixed Tilt | Fixed Tilt | 25 | 179 | [6 empty] | 33.59 | 2.8 | 82.4 | 52.28 | Corporate | [17 empty] | 19.79%
66943 | Pine 1 Solar | 2023-11-30 | 2023 | PJM | PA | 40.6165 | -80.4582 | 3.8067 | PV | c-Si | 23 | 17.1 | 1.345 | Fixed Tilt | Fixed Tilt | 25 | 179 | [6 empty] | 33.58 | 2.8 | 92.61 | 58.76 | Corporate | [17 empty] | 17.61%
66419 | Dane County Solar LLC | 2023-06-30 | 2023 | MISO | WI | 43.0466 | -89.2393 | 3.8677 | PV | c-Si | 22.1328 | 17.3 | 1.2794 | Tracking | Single Axis | Tracking | 180 | [6 empty] | 26.69 | 2.37 | 66.51 | 48.58 | Investor-owned Utility | [17 empty] | 21.83%
67178 | Mohave Energy - Hybrid | 2023-09-30 | 2023 | West (non-ISO) | AZ | 34.9933 | -114.548 | 5.696 | PV | c-Si | 23.274 | 17.58 | 1.3239 | Tracking | Single Axis | Tracking | 180 | PV+Storage | LIB | AC | 2023 | 15 | 60 | 13.47 | 27.07 | 50.26 | 33.13 | Public Utilities | [17 empty] | 25.08%
65348 | Mount Olive Solar Farm | 2023-01-31 | 2023 | PJM | NJ | 40.8828 | -74.7134 | 3.927 | PV | c-Si | 25.6 | 19.8 | 1.2929 | Fixed Tilt | Fixed Tilt | 10 | 180 | [6 empty] | 28.16 | 4.92 |  |  | Merchant | [17 empty] | 18.46%
62546 | Almond | 2023-09-30 | 2023 | CAISO | CA | 36.2122 | -119.91 | 5.3587 | PV | c-Si | 26.0064 | 19.9 | 1.3069 | Tracking | Single Axis | Tracking | 180 | [6 empty] | 4.41 | 10.9 |  |  | Corporate | [17 empty] | 22.41%
61449 | RE Gaskell West 5 LLC | 2023-05-31 | 2023 | CAISO | CA | 34.8349 | -118.551 | 5.7571 | PV | c-Si | 28.3 | 20 | 1.415 | Tracking | Single Axis | Tracking | 180 | PV+Storage |  | AC | 2023 | 3.8095 | 15.2381 | 10.79 | 7.89 |  |  | Investor-owned Utility | 35.3069 | [16 empty] | 28.04%
61447 | RE Gaskell West 3 LLC | 2023-05-31 | 2023 | CAISO | CA | 34.8349 | -118.551 | 5.7571 | PV | c-Si | 28.3 | 20 | 1.415 | Tracking | Single Axis | Tracking | 180 | PV+Storage |  | AC | 2023 | 3.8095 | 15.2381 | 10.79 | 7.88 |  |  | Investor-owned Utility | 35.3069 | [16 empty] | 28.07%
61448 | RE Gaskell West 4 LLC | 2023-05-31 | 2023 | CAISO | CA | 34.8279 | -118.568 | 5.7571 | PV | c-Si | 28.3 | 20 | 1.415 | Tracking | Single Axis | Tracking | 180 | PV+Storage |  | AC | 2023 | 3.8095 | 15.2381 | 10.87 | 7.77 |  |  | Investor-owned Utility | 35.3069 | [16 empty] | 28.46%
66925 | SR McNeal | 2023-12-31 | 2023 | West (non-ISO) | AZ | 31.5558 | -109.7017 | 5.801 | PV | Thin-Film | 28 | 20 | 1.4 | Tracking | Single Axis | Tracking | 180 | PV+Storage | LFP | AC | 2023 | 20 | 80 | 11.85 | 15.52 |  |  | Public Utilities | 23.8593 | [16 empty] | 32.87%
64709 | CL-Viaduct LLC | 2023-03-31 | 2023 | PJM | PA | 41.0502 | -78.6519 | 3.7229 | PV | c-Si | 24.2827 | 20 | 1.2141 | Tracking | Single Axis | Tracking | 180 | [6 empty] | 33.17 | 6.46 | 94.6 | 58.81 | Non-IOU Retailer | [17 empty] | 18.12%
63845 | DePue Holdings, LLC | 2023-02-28 | 2023 | MISO | IL | 41.3382 | -89.3012 | 3.9533 | PV | c-Si | 26.3 | 20 | 1.315 | Fixed Tilt | Fixed Tilt | 25 | 180 | [6 empty] | 28.42 | 3.22 | 64.45 | 41.89 | Investor-owned Utility | [17 empty] | 21.11%
64567 | Cement City Solar, LLC | 2023-01-31 | 2023 | MISO | MI | 42.0844 | -84.1353 | 3.8249 | PV | c-Si | 25.7951 | 20 | 1.2898 | Tracking | Single Axis | Tracking | [7 empty] | 31.2 | 1.78 | 63.81 | 47.06 | Investor-owned Utility | [17 empty] | 20.94%
62854 | St. James Solar (LA) | 2023-02-28 | 2023 | MISO | LA | 29.9734 | -90.7335 | 4.6505 | PV | c-Si | 35 | 20 | 1.75 | Tracking | Single Axis | Tracking | 166 | [6 empty] | 27.88 | 2.75 | 65.15 | 42.88 | Monopoly Investor-owned Utility | 48.1194 | [16 empty] | 25.82%
64711 | UN-School House LLC | 2023-01-31 | 2023 | PJM | PA | 40.9667 | -78.1816 | 3.7768 | PV | c-Si | 24.6 | 20 | 1.23 | Tracking | Single Axis | Tracking | 180 | [6 empty] | 31.58 | 6.29 | 93.64 | 58.29 | Non-IOU Retailer | [17 empty] | 18.35%
65121 | NY8 - Grissom Solar | 2023-03-31 | 2023 | NYISO | NY | 42.9716 | -74.318 | 3.7367 | PV | c-Si | 27 | 20 | 1.35 | Tracking | Single Axis | Tracking | 180 | [6 empty] | 30.28 | 8.45 | 119.91 | 86.9 | Unknown | 68.1096 | [16 empty] | 13.88%
65221 | Watlington Solar | 2023-03-31 | 2023 | PJM | VA | 36.6816 | -78.886 | 4.359 | PV | c-Si | 25.7 | 20 | 1.285 | Tracking | Single Axis | Tracking | 180 | [6 empty] | 28.82 | 3.24 | 54.68 | 39.99 | Monopoly Investor-owned Utility | 33.3285 | [16 empty] | 22.55%
65123 | NY8 - Janis Solar | 2023-03-31 | 2023 | NYISO | NY | 42.4571 | -75.9302 | 3.6785 | PV | c-Si | 27.1632 | 20 | 1.3582 | Fixed Tilt | Fixed Tilt |  | 180 | [6 empty] | 32.37 | 10.46 | 80.23 | 58.89 | Unknown | 64.5904 | [16 empty] | 18.32%
65214 | Gaucho Solar | 2023-06-30 | 2023 | PJM | PA | 40.5116 | -80.3134 | 3.8067 | PV | c-Si | 29.1 | 20 | 1.455 | Fixed Tilt | Fixed Tilt | 20 | 198.8966 | [6 empty] | 34.78 | 2.64 | 74.12 | 47.93 | Education
65220 | Pleasant Hill Solar | 2023-06-30 | 2023 | PJM | VA | 36.6922 | -76.5786 | 4.3511 | PV | c-Si | 26.6 | 20 | 1.33 | Tracking | Single Axis | Tracking | 180 | [6 empty] | 30.43 | 3.17 |  |  | Monopoly Investor-owned Utility | 33.8854 | [16 empty] | 21.07%
65839 | NY8 - Darby Solar | 2023-06-30 | 2023 | NYISO | NY | 42.9703 | -73.5733 | 3.7622 | PV | c-Si | 27.003 | 20 | 1.3501 | Fixed Tilt | Fixed Tilt |  | 180 | [6 empty] | 32.9 | 10.91 | 78.49 | 57.67 | Unknown | 65.025 | [16 empty] | 18.42%
66019 | Lyons Solar | 2023-12-31 | 2023 | PJM | PA | 40.472 | -75.785 | 3.935 | PV | c-Si | 24.7242 | 20 | 1.2362 | Tracking | Single Axis | Tracking | 180 | [6 empty] | 27.68 | 5.84 | 74.37 | 53.78 | Unknown
66999 | Solidago Solar | 2023-08-31 | 2023 | PJM | VA | 36.8948 | -76.713 | 4.3527 | PV | c-Si | 26.3 | 20 | 1.315 | Tracking | Single Axis | Tracking | 180 | [6 empty] | 31.56 | 3.17 | 66.3 | 48.59 | Investor-owned Utility | [17 empty] | 21.81%
64086 | Norge Solar Farm | 2023-11-30 | 2023 | PJM | VA | 37.3643 | -76.7792 | 4.3134 | PV | c-Si | 21.6 | 20 | 1.08 | Tracking | Single Axis | Tracking | 181 | [6 empty] | 35 | 3.98 | 67.41 | 48.38 | Education | [17 empty] | 22.07%
66109 | Greenstone Solar, LLC | 2023-10-31 | 2023 | MISO | MI | 41.942 | -85.122 | 3.8163 | PV | c-Si | 26.8 | 20 | 1.34 | Tracking | Single Axis | Tracking | 180 | [6 empty] | 31.9 | 2.36 | 73.83 | 47.1 | Investor-owned Utility | [17 empty] | 21.19%
66108 | Midcontinent Solar, LLC | 2023-10-31 | 2023 | MISO | MI | 42.971 | -84.158 | 3.8119 | PV | c-Si | 25.4 | 20 | 1.27 | Tracking | Single Axis | Tracking | 180 | [6 empty] | 30.98 | 2.36 | 72.89 | 46.29 | Investor-owned Utility | [17 empty] | 20.97%
66412 | Hayhurst New Mexico Solar | 2023-08-31 | 2023 | SPP | NM | 32.0725 | -104.1632 | 5.6509 | PV | c-Si | 26 | 20 | 1.3 | Tracking | Single Axis | Tracking | 180 | [6 empty] | 40.2 | 24.77 | 39.5 | 23.2 | Corporate | [17 empty] | 36.16%
66103 | Blue Elk III Solar, LLC | 2023-12-31 | 2023 | MISO | MI | 42.5164 | -84.5896 | 3.7862 | PV | Thin-Film | 27.15 | 20 | 1.3575 | Tracking | Single Axis | Tracking | 180 | [6 empty] | 31.78 | 2.36 | 86.13 | 62.07 | Investor-owned Utility | [17 empty] | 20.71%
66102 | Blue Elk IV Solar, LLC | 2023-12-31 | 2023 | MISO | MI | 41.941 | -84.035 | 3.8384 | PV | c-Si | 27.15 | 20 | 1.3575 | Tracking | Single Axis | Tracking | 180 | [6 empty] | 34.5 | 2.36 | 77.93 | 49.35 | Investor-owned Utility | [17 empty] | 21.39%
65841 | NY8 - ELP Stillwater Solar | 2023-11-30 | 2023 | NYISO | NY | 42.9262 | -73.7115 | 3.778 | PV | c-Si | 27.171 | 20 | 1.3586 | Fixed Tilt | Fixed Tilt |  | 180 | [6 empty] | 32.73 | 10.73 | 86.31 | 62.55 | Unknown | 62.5192 | [16 empty] | 19.39%
67102 | Shipsterns Solar, LLC | 2023-10-31 | 2023 | MISO | MI | 42.3012 | -84.7541 | 3.8241 | PV | c-Si | 27.9 | 20 | 1.395 | Tracking | Single Axis | Tracking | 180 | [6 empty] | 25.99 | 2.36 | 42.34 | 26.04 | Investor-owned Utility
67103 | Willford Solar, LLC | 2023-10-31 | 2023 | MISO | MI | 43.9885 | -84.5223 | 3.7645 | PV | c-Si | 28 | 20 | 1.4 | Tracking | Single Axis | Tracking | 180 | [6 empty] | 32.02 | 2.36 | 41.42 | 25.12 | Investor-owned Utility
68775 | Winterberry Solar | 2023-11-30 | 2023 | PJM | VA | 37.36 | -76.53 | 4.3374 | PV | c-Si | 26.7 | 20 | 1.335 | Tracking | Single Axis | Tracking | 180 | [8 empty] | 61.64 | 45.25 | Unknown | [17 empty] | 23.39%
63789 | East Nash PV2 | 2023-12-31 | 2023 | Southeast (non-ISO) | NC | 35.9597 | -78.0946 | 4.4476 | PV | c-Si | 32.7468 | 23.4 | 1.3994 | Tracking | Single Axis | Tracking | 180 | [6 empty] | 20.67 | 7.5 | 60.65 | 44.42 | Monopoly Investor-owned Utility | [17 empty] | 25.53%
66129 | Dover Solar | 2023-12-31 | 2023 | Southeast (non-ISO) | FL | 27.9559 | -82.2014 | 4.9818 | PV | Thin-Film | 32 | 25 | 1.28 | Tracking | Single Axis | Tracking | 180 | PV+Storage | LIB | AC | 2024 | 15 | 30 | 16.59 | 9.17 | 59.35 | 43.65 | Monopoly Investor-owned Utility | [17 empty] | 22.9%
66203 | Ripley (MD Solar 2) | 2023-04-30 | 2023 | PJM | MD | 38.535 | -77.097 | 4.2017 | PV | c-Si | 34.85 | 29.77 | 1.1706 | Tracking | Single Axis | Tracking | 180 | [6 empty] | 40.42 | 6.3 | 75.7 | 54.67 | Public Utilities | [17 empty] | 19.84%
63900 | AES Waikoloa Solar Hybrid | 2023-04-30 | 2023 | HI | HI | 19.902 | -155.764 | 5.3846 | PV | c-Si | 42.278 | 30 | 1.4093 | Tracking | Single Axis | Tracking | 180 | PV+Storage | Lithium-Ion | DC | 2023 | 30 | 120 | 173.58 |  |  |  | Investor-owned Utility | [17 empty] | 22.81%
66405 | Chaves County Solar II | 2023-04-30 | 2023 | SPP | NM | 33.4317 | -104.4351 | 5.5833 | PV | Thin-Film | 43.3 | 30 | 1.4433 | Tracking | Single Axis | Tracking | 180 | [6 empty] | 36.61 | 24.9 | 46.27 | 29.97 | Public Utilities | 25.4199 | [16 empty] | 25.91%
66826 | Prairie Creek Solar | 2023-11-30 | 2023 | MISO | IL | 39.806 | -90.2244 | 4.1354 | PV | Thin-Film | 37 | 30 | 1.2333 | Tracking | Single Axis | Tracking | 181 | [6 empty] | 28.9 | 2.46 | 57.85 | 37.44 | Unknown | 49.7242 | [16 empty] | 22.68%
68890 | P66 Rodeo Solar | 2023-04-30 | 2023 | CAISO | CA | 38.035 | -122.247 | 4.9291 | PV | c-Si | 34.6 | 30.2 | 1.1457 | Fixed Tilt | Fixed Tilt | 60 | 180 | [10 empty] | Unknown
65219 | Caden Energix Endless Caverns, LLC | 2023-12-31 | 2023 | PJM | VA | 38.6136 | -78.6771 | 4.15 | PV | Thin-Film | 39.4238 | 31.36 | 1.2571 | Tracking | Single Axis | Tracking | 180 | [6 empty] | 32.89 | 4.41 | 92.86 | 66.98 | Merchant | [17 empty] | 17.59%
65630 | SR Bell Buckle | 2023-11-30 | 2023 | Southeast (non-ISO) | TN | 35.5747 | -86.4584 | 4.283 | PV | Thin-Film | 49.128 | 35 | 1.4037 | Tracking | Single Axis | Tracking | 180 | [6 empty] | 23.71 | 23 | 85.9 | 61.63 | Investor-owned Utility | 20.5725 | [16 empty] | 22.59%
66358 | Virginia Line Solar, LLC | 2023-12-31 | 2023 | Southeast (non-ISO) | NC | 36.525 | -78.2843 | 4.389 | PV | c-Si | 47 | 35 | 1.3429 | Tracking | Single Axis | Tracking | 180 | [6 empty] | 20.76 | 8.29 | 58.07 | 37.55 | Monopoly Investor-owned Utility | [17 empty] | 24.71%
65058 | Waiawa Solar Power Hybrid | 2023-01-31 | 2023 | HI | HI | 21.4201 | -157.971 | 5.1272 | PV | c-Si |  | 36 |  | Tracking | Single Axis | Tracking | 180 | PV+Storage | LIB | AC | 2023 | 36 | 144 | 171.72 |  |  |  | Investor-owned Utility | [17 empty] | 19.1%
66569 | Black Mesa Solar, LLC | 2023-06-30 | 2023 | West (non-ISO) | ID | 42.9052 | -115.1825 | 4.7699 | PV | c-Si | 54 | 40 | 1.35 | Tracking | Single Axis | Tracking | 180 | PV+Storage | Lithium-Ion |  | 2024 | 40 | 160 | 21.14 | 20.65 | 54.93 | 40.24 | Investor-owned Utility and Corporate | 32.4049 | [16 empty] | 24.26%
66418 | Sonny Solar LLC | 2023-06-30 | 2023 | Southeast (non-ISO) | GA | 34.052 | -82.7222 | 4.6035 | PV | c-Si | 56.2909 | 40 | 1.4073 | Tracking | Single Axis | Tracking | 180 | [6 empty] | 28.22 | 18.77 | 53.48 | 38.78 | Monopoly Investor-owned Utility | [17 empty] | 25.05%
62771 | Dry Bridge Solar (Brown University) | 2023-11-30 | 2023 | ISO-NE | RI | 41.5574 | -71.5073 | 3.8898 | PV | c-Si | 50.69 | 40 | 1.2672 | Fixed Tilt | Fixed Tilt |  | 180 | [6 empty] | 30.75 | 4.14 | 108.58 | 77.33 | Education | [17 empty] | 17.7%
66024 | Bird Dog Solar | 2023-12-31 | 2023 | Southeast (non-ISO) | GA | 33.1266 | -81.9994 | 4.6615 | PV | c-Si | 56 | 40 | 1.4 | Tracking | Single Axis | Tracking | 180 | [6 empty] | 27.95 | 18.34 | 54.42 | 39.72 | Monopoly Investor-owned Utility | [17 empty] | 25.71%
66855 | Robin Hollow Solar | 2023-12-31 | 2023 | ISO-NE | RI | 41.6342 | -71.634 | 3.8908 | PV | c-Si | 55.1574 | 40.6 | 1.3586 | Tracking | Single Axis | Tracking | 180 | [6 empty] | 32.24 | 4.26 | 78.84 | 57.68 | Unknown | [17 empty] | 19.25%
64136 | Sycamore Solar | 2023-03-31 | 2023 | PJM | VA | 36.9415 | -79.2051 | 4.3486 | PV | c-Si | 59.2 | 42 | 1.4095 | Tracking | Single Axis | Tracking | 180 | [6 empty] | 28.13 | 3.37 | 71.9 | 52.35 | Investor-owned Utility | [17 empty] | 23.02%
61446 | RE Gaskell West 2 LLC | 2023-05-31 | 2023 | CAISO | CA | 34.8349 | -118.551 | 5.7571 | PV | c-Si | 60.5769 | 45 | 1.3462 | Tracking | Single Axis | Tracking | 180 | PV+Storage |  | AC | 2023 | 8.5714 | 34.2857 | 10.62 | 9.18 |  |  | Corporate | 20.7575 | [16 empty] | 24.1%
65405 | Flint Hills Resources Pine Bend, LLC | 2023-12-31 | 2023 | MISO | MN | 44.4548 | -93.0212 | 3.7738 | PV | c-Si | 54.6 | 45 | 1.2133 | Tracking | Single Axis | Tracking | [7 empty] | 26.15 | 2.59 | 58.26 | 43.02 | Corporate
66620 | Resurgence Solar II | 2023-09-30 | 2023 | CAISO | CA | 35.0143 | -117.56 | 5.951 | PV | c-Si | 67.9 | 48 | 1.4146 | Tracking | Single Axis | Tracking | 180 | PV+Storage | Battery | AC | 2023 | 40 | 160 | 9.23 | 6.94 | 34.56 | 18.26 | Public Utilities | [17 empty] | 31.85%
67024 | Pitts Dudik Solar | 2023-11-30 | 2023 | ERCOT | TX | 31.8932 | -96.8751 | 4.7333 | PV | c-Si | 60.26 | 49.6 | 1.2149 | Tracking | Single Axis | Tracking | 181 | [6 empty] | 20.39 |  | 45.48 | 29.18 | Unknown | [17 empty] | 24.45%
65302 | Salt City Solar Project - Hybrid | 2023-05-31 | 2023 | PJM | OH | 39.4195 | -82.9654 | 3.9728 | PV | c-Si | 68 | 49.9 | 1.3627 | Tracking | Single Axis | Tracking | 180 | [6 empty] | 33.18 | 3.28 | 59.73 | 38.82 | Unknown | [17 empty] | 23.62%
66250 | Timber Road Solar Park | 2023-12-31 | 2023 | PJM | OH | 41.0923 | -84.7257 | 3.8632 | PV | c-Si | 72 | 49.9 | 1.4429 | Tracking | Single Axis | Tracking | [7 empty] | 30.33 | 3.25 | 54.55 | 39.86 | Unknown | [17 empty] | 23.91%
66249 | Blue Harvest Solar Park | 2023-12-31 | 2023 | PJM | OH | 41.0871 | -84.2824 | 3.8546 | PV | c-Si | 72 | 49.9 | 1.4429 | Tracking | Single Axis | Tracking | 180 | [6 empty] | 33.37 | 3.22 | 55.38 | 40.68 | Unknown | [17 empty] | 24.13%
65066 | Hoot Lake Solar | 2023-08-31 | 2023 | MISO | MN | 46.2818 | -96.0324 | 3.7603 | PV | c-Si | 58 | 49.9 | 1.1623 | Fixed Tilt | Fixed Tilt | 30 | 180 | [6 empty] | 25.42 | 2.64 | 59.43 | 40.05 | Monopoly Investor-owned Utility | [17 empty] | 16.5%
66163 | Jicarilla Solar 1 LLC | 2023-07-30 | 2023 | West (non-ISO) | NM | 36.3167 | -107.278 | 5.3656 | PV | c-Si | 62.5 | 50 | 1.25 | Tracking | Single Axis | Tracking |  | PV+Storage | LIB | AC | 2023 | 20 | 80 | 11.85 | 0.64 | 56.75 | 37.92 | Monopoly Investor-owned Utility | 17.1732 | [16 empty] | 19.46%
65820 | Ocotillo Wells | 2023-09-30 | 2023 | CAISO | CA | 33.0818 | -116.0852 | 5.8674 | PV | c-Si | 66.2584 | 50 | 1.3252 | Tracking | Single Axis | Tracking | 180 | PV+Storage |  | AC | 2023 | 50 | 200 | 6.22 | 8.83 |  |  | Corporate | [17 empty] | 25.06%
66287 | NMRD Data Center III | 2023-08-31 | 2023 | West (non-ISO) | NM | 35.3709 | -106.854 | 5.5539 | PV | c-Si | 60 | 50 | 1.2 | Tracking | Single Axis | Tracking | 180 | [6 empty] | 11.77 | 0.89 | 32.17 | 17.47 | Corporate | [17 empty] | 31.26%
64995 | Cassville Solar | 2023-12-31 | 2023 | MISO | WI | 42.7417 | -90.9215 | 3.8481 | PV | c-Si | 65.5616 | 50 | 1.3112 | Tracking | Single Axis | Tracking | 180 | [6 empty] | 26.93 | 2.37 | 69.9 | 44.67 | Unknown | [17 empty] | 21.65%
64997 | Albany Solar (WI) | 2023-12-31 | 2023 | MISO | WI | 42.6658 | -89.3718 | 3.8267 | PV | c-Si | 64.5424 | 50 | 1.2908 | Tracking | Single Axis | Tracking | [7 empty] | 26.44 | 2.37 | 71.11 | 52.4 | Unknown | [17 empty] | 18.93%
65001 | Beaver Dam Solar | 2023-12-31 | 2023 | MISO | WI | 43.4953 | -88.773 | 3.7588 | PV | c-Si | 65.4992 | 50 | 1.31 | Tracking | Single Axis | Tracking | 180 | [6 empty] | 27.11 | 2.37 | 66.27 | 48.5 | Unknown | [17 empty] | 21.99%
63827 | Partin Solar | 2023-10-31 | 2023 | Southeast (non-ISO) | NC | 36.268 | -80.8219 | 4.3846 | PV | c-Si | 69.9232 | 50 | 1.3985 | Tracking | Single Axis | Tracking | 180 | [6 empty] | 23.51 | 28.79 | 87.44 | 66.36 | Monopoly Investor-owned Utility | 37.4793 | [16 empty] | 13.03%
65955 | Landrace Holdings, LLC | 2023-11-30 | 2023 | Southeast (non-ISO) | SC | 33.7239 | -79.092 | 4.5893 | PV | c-Si | 72.6376 | 55 | 1.3207 | Tracking | Single Axis | Tracking | 175.4091 | [8 empty] | 51.67 | 36.97 | Investor-owned Utility | [17 empty] | 23.18%
66942 | Skysol | 2023-12-31 | 2023 | West (non-ISO) | OR | 42.0478 | -121.492 | 4.7639 | PV | c-Si | 66.438 | 55 | 1.208 | Tracking | Single Axis | Tracking | 180 | [6 empty] | 25.45 | 9.67 | 65.09 | 47.02 | Investor-owned Utility | [17 empty] | 23.75%
66772 | Estrella Solar & Storage | 2023-12-31 | 2023 | CAISO | CA | 34.8078 | -118.317 | 5.7758 | PV | c-Si | 70 | 56 | 1.25 | Tracking | Single Axis | Tracking | 180 | PV+Storage | Lithium-Ion | AC | 2023 | 28 | 112 | 10.22 | 8.01 | 54.24 | 35.25 | Public Utilities | 27.4553 | [16 empty] | 23.88%
65963 | Mesquite Solar 5 | 2023-07-30 | 2023 | West (non-ISO) | AZ | 33.3275 | -112.9191 | 5.8711 | PV | c-Si | 72.6 | 60 | 1.21 | Tracking | Single Axis | Tracking | 180 | PV+Storage | LIB | AC | 2023 | 60 | 240 | 9.32 | 9.46 | 61.19 | 44.41 | Monopoly Investor-owned Utility | 25.5347 | [16 empty] | 24.01%
66825 | SR DeSoto III | 2023-12-31 | 2023 | Southeast (non-ISO) | GA | 31.868 | -84.0078 | 4.7528 | PV | Thin-Film | 83.17 | 60 | 1.3862 | Tracking | Single Axis | Tracking | 180 | [6 empty] | 27.8 | 17.85 | 74.33 | 53.57 | Public Utilities | 31.0123 | [16 empty] | 24.48%
63909 | Otter Creek Solar | 2023-10-31 | 2023 | PJM | VA | 36.8071 | -78.5098 | 4.356 | PV | c-Si | 84 | 60 | 1.4 | Tracking | Single Axis | Tracking | 180 | [6 empty] | 29.35 | 6.06 | 128.57 | 93.59 | Investor-owned Utility | [17 empty] | 12.8%
61653 | Alafia Solar | 2023-12-31 | 2023 | Southeast (non-ISO) | FL | 27.7235 | -82.0243 | 5.0063 | PV | Thin-Film | 72.7 | 60 | 1.2117 | Tracking | Single Axis | Tracking | 180 | [6 empty] | 16.59 | 7.35 | 50.57 | 35.88 | Monopoly Investor-owned Utility | [17 empty] | 22.69%
66839 | Crystal Hill Solar | 2023-12-31 | 2023 | PJM | VA | 36.8367 | -78.9362 | 4.3513 | PV | c-Si | 82 | 64.7 | 1.2674 | Tracking | Single Axis | Tracking | 180 | [6 empty] | 28.69 | 3.47 | 69.74 | 50.55 | Unknown | [17 empty] | 22.34%
64998 | Paddock Solar | 2023-11-30 | 2023 | MISO | WI | 42.5541 | -89.095 | 3.8271 | PV | c-Si | 83.7512 | 65 | 1.2885 | Tracking | Single Axis | Tracking | 180 | [6 empty] | 24.38 | 2.37 | 68.07 | 49.92 | Unknown | [17 empty] | 20.67%
66172 | SR DeSoto II | 2023-12-31 | 2023 | Southeast (non-ISO) | GA | 31.8696 | -84.0265 | 4.7528 | PV | Thin-Film | 92.1 | 65 | 1.4169 | Tracking | Single Axis | Tracking | 180 | [6 empty] | 27.84 | 17.93 | 70.21 | 50.58 | Public Utilities | [17 empty] | 26.57%
66635 | Caden Energix Axton LLC | 2023-12-31 | 2023 | PJM | VA | 36.6679 | -79.755 | 4.3388 | PV | Thin-Film | 85.7999 | 66 | 1.3 | Tracking | Single Axis | Tracking | [7 empty] | 30.63 | 3.73 | 85.38 | 53.31 | Merchant | 57.6566 | [16 empty] | 20.77%
65305 | Powells Creek Solar - Hybrid | 2023-08-31 | 2023 | PJM | VA | 36.5535 | -79.0212 | 4.36 | PV | c-Si | 91 | 70 | 1.3 | Tracking | Single Axis | Tracking | 180 | [6 empty] | 28.6 | 3.13 | 57.01 | 41.83 | Unknown | [17 empty] | 24.8%
65629 | SR McKellar | 2023-07-30 | 2023 | Southeast (non-ISO) | TN | 35.5758 | -88.9394 | 4.3648 | PV | Thin-Film | 88.4 | 70 | 1.2629 | Tracking | Single Axis | Tracking | 178 | [6 empty] | 23.54 | 21.76 | 83.29 | 59.55 | Corporate | [17 empty] | 21.88%
65683 | Juniper Solar (FL) | 2023-12-31 | 2023 | Southeast (non-ISO) | FL | 28.1803 | -82.1516 | 4.9486 | PV | Thin-Film | 85.6 | 70 | 1.2229 | Tracking | Single Axis | Tracking | 180 | [6 empty] | 16.65 | 8.92 | 49.14 | 34.45 | Monopoly Investor-owned Utility | [17 empty] | 23.89%
65999 | Great Cove Solar | 2023-12-31 | 2023 | PJM | PA | 39.9239 | -78.0412 | 3.9098 | PV | c-Si | 83 | 70 | 1.1857 | Tracking | Single Axis | Tracking | 180 | [6 empty] | 37.99 | 6.06 | 109.48 | 69.73 | Education | [17 empty] | 12.78%
66026 | Hobnail Solar | 2023-12-31 | 2023 | Southeast (non-ISO) | GA | 33.262 | -82.178 | 4.642 | PV | c-Si | 92.16 | 70 | 1.3166 | Tracking | Single Axis | Tracking | 180 | [6 empty] | 27.92 | 18.3 | 48.95 | 34.25 | Monopoly Investor-owned Utility | [17 empty] | 24.37%
65107 | Cabin Creek Solar, LLC | 2023-01-31 | 2023 | Southeast (non-ISO) | NC | 35.336 | -79.7417 | 4.4829 | PV | c-Si | 98.2838 | 70.2 | 1.4001 | Tracking | Single Axis | Tracking | 180 | [6 empty] | 20.82 | 11.96 | 51.64 | 36.95 | Monopoly Investor-owned Utility | [17 empty] | 25.67%
67023 | Dileo Solar | 2023-12-31 | 2023 | ERCOT | TX | 31.78 | -97.51 | 4.7681 | PV | c-Si | 86.6 | 71.4 | 1.2129 | Tracking | Single Axis | Tracking | 190 | [6 empty] | 20.08 |  | 44.3 | 28.01 | Merchant | [17 empty] | 24.23%
66404 | Red Mesa Solar Project | 2023-04-30 | 2023 | West (non-ISO) | UT | 37.1208 | -109.412 | 5.5214 | PV | c-Si | 100 | 72 | 1.3889 | Tracking | Single Axis | Tracking | 181 | [6 empty] | 14.25 | 13.27 | 36.64 | 21.94 | Public Utilities | [17 empty] | 30.31%
66717 | Eastover Solar | 2023-03-31 | 2023 | Southeast (non-ISO) | SC | 33.9171 | -80.655 | 4.5871 | PV | c-Si | 103.1562 | 73.6 | 1.4016 | Tracking | Single Axis | Tracking | 180 | PV+Storage | Zinc | DC | 2023 | 18 | 72 | 20.84 | 14.72 | 62.79 | 46.6 | Monopoly Investor-owned Utility | [17 empty] | 21.81%
65429 | FPL Shirer Branch Solar Energy Center | 2023-02-28 | 2023 | Southeast (non-ISO) | FL | 30.3962 | -85.2797 | 4.7071 | PV | c-Si | 103 | 74.5 | 1.3826 | Tracking | Single Axis | Tracking | 180 | [6 empty] | 27.28 | 23.04 | 40.89 | 26.19 | Monopoly Investor-owned Utility | [17 empty] | 26.49%
65593 | FPL Cypress Pond Solar | 2023-04-30 | 2023 | Southeast (non-ISO) | FL | 30.4213 | -85.441 | 4.6799 | PV | c-Si | 103 | 74.5 | 1.3826 | Tracking | Single Axis | Tracking | 180 | [6 empty] | 27.24 | 11.07 | 44.42 | 29.73 | Monopoly Investor-owned Utility | [17 empty] | 25.06%
65592 | FPL Saw Palmetto Solar Energy Center | 2023-04-30 | 2023 | Southeast (non-ISO) | FL | 30.4198 | -85.4415 | 4.6799 | PV | c-Si | 103 | 74.5 | 1.3826 | Tracking | Single Axis | Tracking | 180 | [6 empty] | 27.23 | 11.04 | 43.79 | 29.09 | Monopoly Investor-owned Utility | [17 empty] | 24.52%
65438 | FPL Cavendish Solar Energy Center (Okeechobee Clean Energy Center) | 2023-01-31 | 2023 | Southeast (non-ISO) | FL | 27.6276 | -80.8041 | 4.9574 | PV | Thin-Film | 96.9 | 74.5 | 1.3007 | Tracking | Single Axis | Tracking | 180 | PV+Hydrogen |  | DC |  |  |  | 26.58 | 25.81 | 53 | 38.3 | Monopoly Investor-owned Utility | [17 empty] | 19.32%
65433 | Blackwater River Solar Energy Center | 2023-01-31 | 2023 | Southeast (non-ISO) | FL | 30.6471 | -86.9377 | 4.7175 | PV | Thin-Film | 103 | 74.5 | 1.3826 | Fixed Tilt | Fixed Tilt |  | 179 | [6 empty] | 27.75 | 17.21 | 48.34 | 33.64 | Monopoly Investor-owned Utility | [17 empty] | 21.73%
65430 | Wild Azalea Solar Energy Center | 2023-02-28 | 2023 | Southeast (non-ISO) | FL | 30.6758 | -84.7403 | 4.7432 | PV | c-Si | 100 | 74.5 | 1.3423 | Tracking | Single Axis | Tracking | 180 | [6 empty] | 27.53 | 23.35 | 44.73 | 28.43 | Monopoly Investor-owned Utility | [17 empty] | 25.99%
65432 | Apalachee | 2023-01-31 | 2023 | Southeast (non-ISO) | FL | 30.7605 | -85.0695 | 4.7488 | PV | Thin-Film | 98.5 | 74.5 | 1.3221 | Tracking | Single Axis | Tracking | 180 | [6 empty] | 27.51 | 26.49 | 47.95 | 31.65 | Monopoly Investor-owned Utility | [17 empty] | 21.63%
65423 | Everglades Solar Energy Center | 2023-01-31 | 2023 | Southeast (non-ISO) | FL | 25.5425 | -80.5543 | 4.9421 | PV | Thin-Film | 104.3 | 74.5 | 1.4 | Fixed Tilt | Fixed Tilt |  | 180 | [6 empty] | 27.16 | 15.09 | 54.18 | 39.48 | Monopoly Investor-owned Utility | [17 empty] | 21.83%
65594 | FPL Etonia Creek | 2023-04-30 | 2023 | Southeast (non-ISO) | FL | 29.7672 | -81.7775 | 4.7501 | PV | c-Si | 104.3 | 74.5 | 1.4 | Tracking | Single Axis | Tracking | 180 | [6 empty] | 26.97 | 10.16 | 45.2 | 30.5 | Monopoly Investor-owned Utility | [17 empty] | 24.23%
65428 | Pink Trail Solar Energy Center | 2023-01-31 | 2023 | Southeast (non-ISO) | FL | 27.2978 | -80.5421 | 4.9358 | PV | Thin-Film | 105 | 74.5 | 1.4094 | Fixed Tilt | Fixed Tilt |  | 180 | [6 empty] | 26.93 | 13.84 | 46.12 | 31.43 | Monopoly Investor-owned Utility | [17 empty] | 23%
65427 | FPL Flowers Creek Solar Energy Center | 2023-01-31 | 2023 | Southeast (non-ISO) | FL | 30.57 | -85.0402 | 4.735 | PV | Thin-Film | 86.5 | 74.5 | 1.1611 | Tracking | Single Axis | Tracking | 180 | [6 empty] | 27.34 | 32.74 | 50.7 | 34.41 | Monopoly Investor-owned Utility | [17 empty] | 18.66%
65424 | First City Solar Energy Center | 2023-01-31 | 2023 | Southeast (non-ISO) | FL | 30.9199 | -87.34 | 4.6666 | PV | Thin-Film | 103 | 74.5 | 1.3826 | Fixed Tilt | Fixed Tilt |  | 179 | [6 empty] | 27.96 | 30.65 | 55.24 | 40.55 | Monopoly Investor-owned Utility | [17 empty] | 19.32%
65431 | Anhinga Solar Energy Center | 2023-01-31 | 2023 | Southeast (non-ISO) | FL | 29.8821 | -81.6762 | 4.7868 | PV | c-Si | 83.4 | 74.5 | 1.1195 | Tracking | Single Axis | Tracking | 180 | [6 empty] | 26.92 | 24.65 | 47.03 | 32.33 | Monopoly Investor-owned Utility | [17 empty] | 19.63%
65421 | Chautauqua Solar Energy Center | 2023-02-28 | 2023 | Southeast (non-ISO) | FL | 30.8758 | -86.2081 | 4.6797 | PV | c-Si | 103 | 74.5 | 1.3826 | Tracking | Single Axis | Tracking | 180 | [6 empty] | 27.73 | 23.44 | 44.85 | 30.15 | Monopoly Investor-owned Utility | [17 empty] | 25.09%
65420 | Bluefield Preserve Solar | 2023-01-31 | 2023 | Southeast (non-ISO) | FL | 27.2435 | -80.671 | 4.9942 | PV | Thin-Film | 103 | 74.5 | 1.3826 | Fixed Tilt | Fixed Tilt |  | 195 | [6 empty] | 26.79 | 14.45 | 43.54 | 28.84 | Monopoly Investor-owned Utility | [17 empty] | 22.78%
65422 | FPL Chipola River Solar Energy Center | 2023-01-31 | 2023 | Southeast (non-ISO) | FL | 30.4546 | -85.2785 | 4.6713 | PV | Thin-Film | 96 | 74.5 | 1.2886 | Tracking | Single Axis | Tracking | 180 | [6 empty] | 27.16 | 27.7 | 49.76 | 35.07 | Monopoly Investor-owned Utility | [17 empty] | 21.37%
65519 | Bell Ridge Solar | 2023-09-30 | 2023 | Southeast (non-ISO) | FL | 29.7187 | -82.7108 | 4.7704 | PV | c-Si | 111.8 | 74.5 | 1.5007 | Tracking | Single Axis | Tracking | 180 | [8 empty] | 37.8 | 23.1 | Public Utilities | 28.2764 | [16 empty] | 28.96%
66128 | Lake Mabel Solar | 2023-12-31 | 2023 | Southeast (non-ISO) | FL | 27.9745 | -81.6 | 4.9637 | PV | Thin-Film | 90 | 74.5 | 1.2081 | Tracking | Single Axis | Tracking | 180 | [6 empty] | 16.59 | 8.03 | 56.83 | 42.13 | Unknown | [17 empty] | 20.12%
65170 | Hildreth Solar Power Plant | 2023-03-31 | 2023 | Southeast (non-ISO) | FL | 29.9648 | -82.8232 | 4.7965 | PV | Thin-Film | 106.4 | 74.9 | 1.4206 | Tracking | Single Axis | Tracking | 180 | [6 empty] | 19.82 | 32.01 | 49.53 | 34.83 | Unknown | [17 empty] | 25.61%
65171 | Bay Ranch Solar Power Plant | 2023-04-30 | 2023 | Southeast (non-ISO) | FL | 30.1634 | -85.5033 | 4.8591 | PV | Thin-Film | 105.9 | 74.9 | 1.4139 | Tracking | Single Axis | Tracking | 180 | [6 empty] | 20.45 | 21.72 | 45.48 | 30.78 | Unknown | [17 empty] | 26.62%
65172 | High Springs Solar Power Plant | 2023-04-30 | 2023 | Southeast (non-ISO) | FL | 29.81 | -82.6398 | 4.7788 | PV | Thin-Film | 100.5 | 74.9 | 1.3418 | Tracking | Single Axis | Tracking | 180 | [6 empty] | 19.81 | 24.13 | 48.14 | 33.44 | Unknown | [17 empty] | 22.51%
65173 | Hardeetown Solar Power Plant | 2023-04-30 | 2023 | Southeast (non-ISO) | FL | 29.4931 | -82.8308 | 4.8518 | PV | Thin-Film | 106.1 | 74.9 | 1.4166 | Tracking | Single Axis | Tracking | 180 | [6 empty] | 19.88 | 21.25 | 53.74 | 39.04 | Unknown | [17 empty] | 22.42%
63808 | Allora Solar, LLC | 2023-01-31 | 2023 | Southeast (non-ISO) | SC | 33.8894 | -81.3987 | 4.5624 | PV | c-Si | 105 | 74.97 | 1.4006 | Tracking | Single Axis | Tracking | 180 | [8 empty] | 54.11 | 39.41 | Public Utilities | 30.7785 | [16 empty] | 23.18%
66699 | Lockhart Solar PV II | 2023-07-30 | 2023 | CAISO | CA | 35.0435 | -117.349 | 5.9372 | PV | Thin-Film | 95.2 | 75 | 1.2693 | Tracking | Single Axis | Tracking | 180 | PV+Storage |  |  | 2024 | 22.5 | 90 | 8.57 | 8.82 | 38.85 | 22.55 | Merchant | 22.2302 | [16 empty] | 28.17%
65012 | Crawfish River | 2023-12-31 | 2023 | MISO | WI | 42.9943 | -88.8775 | 3.8271 | PV | Thin-Film | 90.1 | 75 | 1.2013 | Tracking | Single Axis | Tracking | 180 | [6 empty] | 27.18 | 2.37 | 80.1 | 59.4 | Investor-owned Utility | [17 empty] | 14.76%
65231 | Hunter Solar, LLC (CO) | 2023-12-31 | 2023 | West (non-ISO) | CO | 39.6266 | -104.465 | 4.8489 | PV | c-Si | 101.2 | 75 | 1.3493 | Tracking | Single Axis | Tracking | 180 | [6 empty] | 15.71 | 21.64 | 37.29 | 22.59 | Public Utilities | [17 empty] | 31.65%
65106 | Phobos Solar, LLC | 2023-01-31 | 2023 | Southeast (non-ISO) | NC | 35.8829 | -78.155 | 4.4564 | PV | Thin-Film | 110 | 78.8 | 1.3959 | Tracking | Single Axis | Tracking | 180 | [6 empty] | 20.66 | 10.65 | 49.99 | 35.3 | Monopoly Investor-owned Utility | [17 empty] | 25.51%
64032 | MTSUN (Montana Sun) | 2023-01-31 | 2023 | West (non-ISO) | MT | 45.8718 | -108.6459 | 4.1044 | PV | c-Si | 104 | 80 | 1.3 | Tracking | Single Axis | Tracking | 180 | [8 empty] | 49.43 | 32.65 | Investor-owned Utility | 34.821 | [16 empty] | 24.74%
64469 | OE_ALD (Wing Solar) | 2023-03-30 | 2023 | Southeast (non-ISO) | AL | 31.0078 | -86.5919 | 4.693 | PV | Thin-Film | 106.9 | 80 | 1.3363 | Tracking | Single Axis | Tracking | 180 | [6 empty] | 27.49 | 16.42 | 66.99 | 49.28 | Public Utilities | [17 empty] | 21.12%
66542 | Bulldog Solar LLC | 2023-05-31 | 2023 | Southeast (non-ISO) | GA | 33.371 | -82.678 | 4.6436 | PV | c-Si | 108.3 | 80 | 1.3538 | Tracking | Single Axis | Tracking | 180 | [6 empty] | 27.99 | 18.55 | 56.14 | 41.44 | Corporate | [17 empty] | 22.52%
64189 | Apex Solar (MT) | 2023-08-31 | 2023 | West (non-ISO) | MT | 45.2307 | -112.7451 | 4.231 | PV | c-Si | 105 | 80 | 1.3125 | Tracking | Single Axis | Tracking | 178 | [8 empty] | 60 | 44.32 | Investor-owned Utility | [17 empty] | 22.29%
62768 | Piney Creek Solar | 2023-08-31 | 2023 | PJM | VA | 36.8205 | -78.7751 | 4.3609 | PV | c-Si | 91.6 | 80 | 1.145 | Tracking | Single Axis | Tracking | 180 | [6 empty] | 29 | 6.88 | 130.55 | 94.25 | Unknown | [17 empty] | 11.28%
65215 | Nestlewood Solar | 2023-12-31 | 2023 | PJM | OH | 38.9255 | -84.0174 | 4.0409 | PV | c-Si | 109.1 | 80 | 1.3638 | Tracking | Single Axis | Tracking | 180 | [6 empty] | 32 | 9.49 | 64.75 | 48.22 | Unknown | [17 empty] | 19.95%
63797 | Ellis Solar (Gerdau Solar) | 2023-10-31 | 2023 | ERCOT | TX | 32.4666 | -97.0452 | 4.741 | PV | c-Si | 95.8 | 80 | 1.1975 | Tracking | Single Axis | Tracking | 180 | [6 empty] | 19.95 |  | 58.94 | 43.32 | Corporate | [17 empty] | 21.71%
64968 | Fall River Solar, LLC | 2023-09-30 | 2023 | SPP | SD | 43.1552 | -103.344 | 4.4223 | PV | c-Si | 99 | 80 | 1.2375 | Tracking | Single Axis | Tracking | 180 | [6 empty] | 15.86 | 27.72 | 46.48 | 31.79 | Investor-owned Utility | 29.3266 | [16 empty] | 24.76%
66634 | Adams Solar LLC PA | 2023-12-31 | 2023 | PJM | PA | 39.8838 | -77.2056 | 4.006 | PV | Thin-Film | 105.4 | 80 | 1.3175 | Tracking | Single Axis | Tracking | 180 | [6 empty] | 29.87 | 6.2 | 81.07 | 58.72 | Public Utilities | 39.841 | [16 empty] | 20.17%
10444 | Lockhart Solar PV I | 2023-07-30 | 2023 | CAISO | CA | 35.0308 | -117.3563 | 5.9372 | PV | Thin-Film | 108.7 | 85 | 1.2788 | Tracking | Single Axis | Tracking | 180 | PV+Storage |  |  | 2024 | 22.5 | 90 |  |  | 36.53 | 20.23 | Corporate | [17 empty] | 30.07%
65956 | Storey Solar and Storage | 2023-12-31 | 2023 | West (non-ISO) | AZ | 32.8882 | -111.498 | 5.7017 | PV | c-Si | 122 | 88 | 1.3864 | Tracking | Single Axis | Tracking | 180 | PV+Storage | LIB | AC | 2023 | 88 | 264 | 13.99 | 16.28 | 51.28 | 36.59 | Corporate | 18.3072
64489 | Resurgence Solar I | 2023-08-31 | 2023 | CAISO | CA | 35.0117 | -117.5598 | 5.951 | PV | c-Si | 108.9 | 90 | 1.21 | Tracking | Single Axis | Tracking | 180 | PV+Storage | Lithium-Ion | AC | 2023 | 75 | 300 | 8.8 | 7.14 | 34.28 | 17.98 | Public Utilities | 27.5632 | [16 empty] | 30.92%
63766 | Happy Solar 1 | 2023-10-31 | 2023 | MISO | AR | 35.1674 | -91.657 | 4.4608 | PV | Thin-Film | 135 | 95 | 1.4211 | Tracking | Single Axis | Tracking | 180 | [6 empty] | 24.62 | 2.95 | 48.08 | 33.38 | Public Utilities | 24.0791 | [16 empty] | 24.44%
65000 | Wautoma Solar | 2023-12-31 | 2023 | MISO | WI | 44.058 | -89.3061 | 3.7737 | PV | c-Si | 128.4 | 99 | 1.297 | Tracking | Single Axis | Tracking | 180 | [6 empty] | 26.1 | 2.37 | 63.09 | 46.83 | Investor-owned Utility | [17 empty] | 20.07%
66410 | Grizzly Ridge Solar | 2023-10-31 | 2023 | ERCOT | TX | 31.7382 | -98.2137 | 4.9158 | PV | c-Si | 137.7 | 100 | 1.377 | Tracking | Single Axis | Tracking | 181 | PV+Storage | Battery |  | 2024 | 9.95 |  | 19.45 |  | 65.19 | 43.77 | Merchant | [17 empty] | 18.17%
63765 | Black Bear Solar 1 | 2023-02-28 | 2023 | Southeast (non-ISO) | AL | 32.197 | -86.3273 | 4.6638 | PV | Thin-Film | 130 | 100 | 1.3 | Tracking | Single Axis | Tracking | 180 | [6 empty] | 27.8 | 36.12 | 42.38 | 27.69 | Public Utilities | 21.6917 | [16 empty] | 24.59%
64507 | OETN1 (Skyhawk Solar) | 2023-03-31 | 2023 | Southeast (non-ISO) | TN | 36.3864 | -88.9919 | 4.3326 | PV | Thin-Film | 127 | 100 | 1.27 | Tracking | Single Axis | Tracking | 180 | [6 empty] | 23.42 | 46.81 | 55.28 | 40.59 | Corporate | 25.3495 | [16 empty] | 20.53%
64683 | Oak Trail Solar, LLC | 2023-07-30 | 2023 | PJM | NC | 36.5042 | -76.1953 | 4.3757 | PV | c-Si | 139 | 100 | 1.39 | Tracking | Single Axis | Tracking | 182 | [6 empty] | 31.03 | 2.87 | 47.33 | 32.64 | Corporate | 31.2545 | [16 empty] | 27.03%
64996 | Springfield Solar (WI) | 2023-12-31 | 2023 | MISO | WI | 43.6146 | -88.4669 | 3.7458 | PV | c-Si | 135 | 100 | 1.35 | Tracking | Single Axis | Tracking | 180 | [6 empty] | 26.8 | 2.37 | 80.71 | 58.38 | Investor-owned Utility | [17 empty] | 21.06%
66389 | Cereal City Solar, LLC | 2023-12-31 | 2023 | MISO | MI | 42.3092 | -85.0323 | 3.8162 | PV | c-Si | 150 | 100 | 1.5 | Tracking | Single Axis | Tracking | 180 | [6 empty] | 26.05 | 2.36 | 66.14 | 43.24 | Investor-owned Utility | [17 empty] | 22.66%
65332 | CPV Maple Hill Solar | 2023-11-30 | 2023 | PJM | PA | 40.3502 | -78.646 | 3.7384 | PV | c-Si | 127 | 100 | 1.27 | Tracking | Single Axis | Tracking | 180 | [6 empty] | 31.24 | 6.73 | 85.33 | 53.91 | Corporate | [17 empty] | 18.59%
66759 | Delta's Edge Solar | 2023-11-30 | 2023 | MISO | MS | 33.5 | -90.1 | 4.5541 | PV | c-Si | 135 | 100 | 1.35 | Tracking | Single Axis | Tracking | [7 empty] | 27.44 | 4.39 | 48.8 | 32.5 | Public Utilities | 35.2342 | [16 empty] | 23.61%
63838 | High Point Solar LLC | 2023-11-30 | 2023 | PJM | IL | 42.4329 | -89.9069 | 3.8062 | PV |  | 127 | 100 | 1.27 | Tracking | Single Axis | Tracking | 180 | [6 empty] | 25.19 | 3.92 | 57.07 | 42.37 | Corporate | [17 empty] | 19.8%
66171 | SR Snipesville III | 2023-07-30 | 2023 | Southeast (non-ISO) | GA | 31.7047 | -82.7349 | 4.7407 | PV | Thin-Film | 153 | 107 | 1.4299 | Tracking | Single Axis | Tracking | 180 | [6 empty] | 27.47 | 18.36 | 74.81 | 53.87 | Public Utilities | 25.8118 | [16 empty] | 25.32%
63233 | Emerald Grove | 2023-03-31 | 2023 | ERCOT | TX | 31.0998 | -102.3449 | 5.5433 | PV | c-Si | 140.8 | 108 | 1.3037 | Tracking | Single Axis | Tracking | 180 | [6 empty] | 22.14 |  | 33.22 | 16.92 | Investor-owned Utility | [17 empty] | 29.38%
63343 | Galloway 2 Solar Farm | 2023-10-31 | 2023 | ERCOT | TX | 31.4523 | -99.8838 | 5.1016 | PV | c-Si | 147 | 110 | 1.3364 | Tracking | Single Axis | Tracking | 180 | [6 empty] | 25.36 |  | 53.62 | 35.32 | Corporate | [17 empty] | 23.84%
66541 | Chesapeake Solar Project | 2023-12-31 | 2023 | PJM | VA | 36.6811 | -76.3002 | 4.3227 | PV | c-Si | 153.6 | 118 | 1.3017 | Tracking | Single Axis | Tracking | 181 | [6 empty] | 31.05 | 3.62 | 48.3 | 33.6 | Corporate | 33.1453 | [16 empty] | 21.42%
65225 | Waverly Solar, LLC | 2023-12-31 | 2023 | PJM | VA | 37.0208 | -77.1227 | 4.3202 | PV | Thin-Film | 153.4 | 118 | 1.3 | Tracking | Single Axis | Tracking | [7 empty] | 32.93 | 4 | 90.37 | 64.99 | Monopoly Investor-owned Utility | 52.4151 | [16 empty] | 19.37%
66408 | Buena Vista Energy Center | 2023-06-30 | 2023 | West (non-ISO) | NM | 32.0666 | -106.285 | 5.832 | PV | c-Si | 187.2 | 120 | 1.56 | Tracking | Single Axis | Tracking |  | PV+Storage | Battery | DC | 2023 | 50 | 200 |  |  | 31.18 | 14.88 | Investor-owned Utility | [17 empty] | 36.79%
67161 | Oak Solar (Gaston Green Acres Solar) | 2023-12-31 | 2023 | PJM | NC | 36.5303 | -77.773 | 4.3983 | PV | c-Si | 201 | 120 | 1.675 | Fixed Tilt | Fixed Tilt | 15 | 181 | [6 empty] | 25.54 | 1.95 | 101.86 | 65.85 | Monopoly Investor-owned Utility | [17 empty] | 17.61%
66357 | Yellow Pine Solar I | 2023-07-30 | 2023 | West (non-ISO) | NV | 36.0628 | -115.7854 | 5.7275 | PV | c-Si | 175 | 125 | 1.4 | Tracking | Single Axis | Tracking | 180 | PV+Storage | Lithium-Ion | AC | 2023 | 65 | 260 | 10.71 | 4.7 | 33.57 | 18.87 | Public Utilities | 19.7476 | [16 empty] | 35.84%
66324 | BPL Files Solar | 2023-08-31 | 2023 | ERCOT | TX | 32.1909 | -97.0559 | 4.7637 | PV | c-Si | 164.38 | 145 | 1.1337 | Tracking | Single Axis | Tracking | 181 | [6 empty] | 21.17 |  | 46.87 | 30.57 | Unknown | [17 empty] | 21.99%
64197 | Fifth Standard Solar PV, LLC (Hybrid) | 2023-09-30 | 2023 | CAISO | CA | 36.1561 | -120.1178 | 5.3794 | PV | c-Si | 196.6 | 150 | 1.3107 | Tracking | Single Axis | Tracking | 180 | PV+Storage | Lithium-Ion | AC | 2023 | 137 | 548 | 15.35 | 9.36 | 42.37 | 27.68 | Investor-owned Utility | [17 empty] | 26.13%
65008 | Onion River | 2023-12-31 | 2023 | MISO | WI | 43.6037 | -87.897 | 3.8206 | PV | Thin-Film | 180.1 | 150 | 1.2007 | Tracking | Single Axis | Tracking | 181 | [6 empty] | 26.46 | 2.37 | 77.56 | 57.6 | Unknown | [17 empty] | 15.04%
66954 | Umbriel Solar | 2023-10-31 | 2023 | MISO | TX | 30.657 | -94.7743 | 4.546 | PV | Thin-Film | 202 | 150 | 1.3467 | Tracking | Single Axis | Tracking | 183 | [6 empty] | 28.04 | 2.77 | 53.98 | 35.38 | Investor-owned Utility | 34.3964 | [16 empty] | 24.55%
64393 | Badger Hollow II | 2023-12-31 | 2023 | MISO | WI | 42.9388 | -90.369 | 3.8301 | PV | c-Si | 204 | 150 | 1.36 | Tracking | Single Axis | Tracking | 180 | [6 empty] | 26.63 | 2.37 | 59.82 | 45.13 | Investor-owned Utility | [17 empty] | 15.09%
67137 | Great Cove Solar II | 2023-12-31 | 2023 | PJM | PA | 39.9016 | -77.8682 | 3.9201 | PV | c-Si | 178.6 | 150 | 1.1907 | Tracking | Single Axis | Tracking | 180 | [6 empty] | 38.32 | 6.23 | 69.63 | 50.48 | Education
67964 | Agave | 2023-09-30 | 2023 | West (non-ISO) | AZ | 33.3239 | -112.8402 | 5.8518 | PV | Thin-Film | 195 | 150 | 1.3 | Tracking | Single Axis |  | 180 | [6 empty] | 11.82 | 9.7 | 45.11 | 30.42 | Monopoly Investor-owned Utility
67284 | Ganado Solar | 2023-10-31 | 2023 | ERCOT | TX | 29.1147 | -96.5249 | 4.6377 | PV | c-Si | 208.5 | 150.5 | 1.3854 | Tracking | Single Axis | Tracking | 181 | PV+Storage | LIB |  | 2024 | 70 | 115 | 23.21 |  | 52.52 | 34.64 | Corporate | [17 empty] | 25.01%
63849 | Chestnut (part of Westlands Solar Park) | 2023-12-31 | 2023 | CAISO | CA | 36.1633 | -119.9028 | 5.3471 | PV | c-Si | 210 | 150.6 | 1.3944 | Tracking | Single Axis | Tracking | 180 | PV+Storage | LIB | AC | 2023 | 135 | 540 | 3.12 | 8.38 | 43.85 | 29.16 | Unknown | 45.0266 | [16 empty] | 29.19%
65031 | Bellflower Solar 1 | 2023-02-28 | 2023 | PJM | IN | 39.7867 | -85.4164 | 3.9888 | PV | Thin-Film | 173 | 152.5 | 1.1344 | Tracking | Single Axis | Tracking | 180 | [6 empty] | 33.12 | 3.93 | 49.16 | 34.47 | Corporate | 31.1832 | [16 empty] | 19.74%
65793 | Concho Valley Solar, LLC | 2023-05-31 | 2023 | ERCOT | TX | 31.214 | -100.255 | 5.1658 | PV | c-Si | 214.6 | 159.8 | 1.3429 | Tracking | Single Axis | Tracking | [7 empty] | 19.83 |  | 50.55 | 35.85 | Public Utilities | [17 empty] | 21.03%
63441 | Pachwáywit Fields (Montague Solar) | 2023-04-30 | 2023 | West (non-ISO) | OR | 45.5399 | -120.1804 | 4.3758 | PV | c-Si | 205 | 162 | 1.2654 | Tracking | Single Axis | Tracking | 180 | [8 empty] | 56.54 | 37.07 | Investor-owned Utility | 38.3816 | [16 empty] | 22%
66820 | River Ferry Solar 1 | 2023-12-31 | 2023 | PJM | IL | 39.2591 | -87.6282 | 4.1063 | PV | c-Si | 204.6 | 172.2 | 1.1882 | Tracking | Single Axis | Tracking | 180 | [6 empty] | 29.89 | 3.56 | 62.07 | 40.63 | Merchant | [17 empty] | 18.98%
64864 | Chaparral Springs (Willow Spring Solar 3) | 2023-03-31 | 2023 | CAISO | CA | 34.8708 | -118.32 | 5.7758 | PV |  |  | 174 |  | Tracking | Single Axis | Tracking | 180 | [10 empty] | Public Utilities | 24.4445 | [16 empty] | 29.07%
64212 | Pike Solar Hybrid | 2023-12-31 | 2023 | West (non-ISO) | CO | 38.6244 | -104.6201 | 5.0012 | PV | c-Si | 223.8 | 175 | 1.2789 | Tracking | Single Axis | Tracking | 180 | [6 empty] | 14.76 | 18.66 | 37.63 | 22.93 | Public Utilities | 19.2833 | [16 empty] | 28.04%
66112 | Newport Solar Project | 2023-10-31 | 2023 | MISO | AR | 35.6736 | -91.1938 | 4.4331 | PV | Thin-Film | 231.7 | 180 | 1.2872 | Tracking | Single Axis | Tracking | 180 | [6 empty] | 24.5 | 2.95 | 51.02 | 36.33 | Corporate | [17 empty] | 21.34%
65483 | Big Cypress Solar, LLC | 2023-12-31 | 2023 | MISO | AR | 35.3415 | -90.3129 | 4.4562 | PV | c-Si | 202.4 | 180 | 1.1244 | Tracking | Single Axis | Tracking | 180 | [6 empty] | 25.45 | 2.95 | 40.33 | 25.64 | Public Utilities and Corporate | 25.2128 | [16 empty] | 25.83%
64851 | Daggett 2 | 2023-12-31 | 2023 | CAISO | CA | 34.8731 | -116.8107 | 5.8493 | PV | c-Si | 240 | 182 | 1.3187 | Tracking | Single Axis | Tracking | 180 | PV+Storage | LFP | AC | 2023 | 131 | 524 | 9.22 | 6.54 | 34.56 | 18.26 | Public Utilities | [17 empty] | 33.77%
64635 | Big Plain Solar, LLC | 2023-09-30 | 2023 | PJM | OH | 39.8557 | -83.3284 | 3.9837 | PV | Thin-Film | 266 | 196 | 1.3571 | Tracking | Single Axis | Tracking | 180 | [6 empty] | 33.86 | 3.26 | 47.6 | 32.9 | Corporate | 30.5756 | [16 empty] | 23.78%
62248 | Arrow Canyon Solar Hybrid | 2023-12-31 | 2023 | West (non-ISO) | NV | 36.5029 | -114.8609 | 5.6735 | PV | c-Si | 275 | 200 | 1.375 | Tracking | Single Axis | Tracking | 180 | PV+Storage | LIB | DC | 2023 | 75 | 375 | 11.43 | 3.72 |  |  | Investor-owned Utility | [17 empty] | 34.88%
66636 | McFarland A Solar and Storage | 2023-12-31 | 2023 | CAISO | AZ | 32.9465 | -113.472 | 5.8555 | PV | c-Si | 250 | 200 | 1.25 | Tracking | Single Axis | Tracking | 180 | PV+Storage | LIB | AC | 2023 | 100 | 400 | 12.16 | 8.62 | 43.67 | 28.97 | Unknown | [17 empty] | 27.08%
65702 | Indiana Crossroads Solar Park | 2023-06-30 | 2023 | MISO | IN | 40.7265 | -86.8428 | 3.9096 | PV | c-Si | 269.9 | 200 | 1.3495 | Tracking | Single Axis | Tracking | 180 | [6 empty] | 29.05 | 2.3 | 55.79 | 41.09 | Investor-owned Utility | [17 empty] | 20.94%
66193 | Oak Ridge Solar | 2023-12-31 | 2023 | MISO | LA | 32.5807 | -91.7694 | 4.5914 | PV | c-Si | 260 | 200 | 1.3 | Tracking | Single Axis | Tracking | 180 | [6 empty] | 24.14 | 2.77 | 46.01 | 29.71 | Corporate | [17 empty] | 25.28%
65308 | Horizon Solar | 2023-12-31 | 2023 | ERCOT | TX | 28.9377 | -99.1077 | 4.8526 | PV | Thin-Film | 266 | 200 | 1.33 | Tracking | Single Axis | Tracking | 180 | [6 empty] | 18.96 |  | 41.83 | 25.53 | Corporate | [17 empty] | 24.5%
64075 | Taygete II Energy Project | 2023-07-30 | 2023 | ERCOT | TX | 31.1825 | -103.1276 | 5.604 | PV | Thin-Film | 258.4 | 203.8 | 1.2679 | Tracking | Single Axis | Tracking | 179 | [6 empty] | 24.73 |  | 33 | 16.7 | Unknown | [17 empty] | 28.1%
64672 | Blue Jay Solar I, LLC | 2023-07-30 | 2023 | ERCOT | TX | 30.7115 | -96.0641 | 4.6475 | PV |  | 270 | 210 | 1.2857 | Tracking | Single Axis | Tracking | 180 | PV+Storage | LIB | AC | 2023 | 51.6 | 84.5 |  |  |  |  | Corporate | [17 empty] | 23.81%
65034 | Sandy Branch Solar (Bernard Creek Solar) | 2023-12-31 | 2023 | ERCOT | TX | 29.4521 | -96.0872 | 4.6601 | PV | c-Si | 313.5 | 230 | 1.363 | Tracking | Single Axis | Tracking | 182 | [6 empty] | 18.95 |  | 55.27 | 37.15 | Corporate | [17 empty] | 21.1%
64481 | Arlington Energy Center II | 2023-10-31 | 2023 | CAISO | CA | 33.6909 | -114.7749 | 5.7976 | PV | c-Si | 316.414 | 233 | 1.358 | Tracking | Single Axis | Tracking | 180 | PV+Storage | Lithium-Ion | AC | 2022 | 132 | 528 | 10.88 | 6.82 | 34.53 | 19.83 | Public Utilities | 22.5597 | [16 empty] | 32.44%
66471 | Eiffel Solar Project | 2023-11-30 | 2023 | ERCOT | TX | 33.5996 | -95.5172 | 4.5805 | PV | c-Si | 314 | 240 | 1.3083 | Tracking | Single Axis | Tracking | 182 | [6 empty] | 19.32 |  | 40.2 | 23.9 | Investor-owned Utility | [17 empty] | 26.42%
63985 | Fort Bend Solar LLC | 2023-10-31 | 2023 | ERCOT | TX | 29.5537 | -95.9628 | 4.6456 | PV |  | 317 | 240 | 1.3208 | Tracking | Single Axis | Tracking | 181 | [6 empty] | 21.16 |  | 55.13 | 37.09 | Unknown | [17 empty] | 20.4%
63776 | Thunder Wolf Energy Center Hybrid | 2023-06-30 | 2023 | West (non-ISO) | CO | 38.1899 | -104.398 | 5.1521 | PV | c-Si | 303.8 | 248 | 1.225 | Tracking | Single Axis | Tracking | 180 | PV+Storage | LIB | AC | 2023 | 100 | 400 | 15.53 | 20.42 | 37.26 | 20.96 | Investor-owned Utility | [17 empty] | 26.75%
65735 | Oberon II Solar Project | 2023-10-31 | 2023 | CAISO | CA | 33.729 | -115.382 | 5.8554 | PV | Thin-Film | 339.5 | 250 | 1.358 | Tracking | Single Axis | Tracking | 180 | PV+Storage | LIB | AC | 2023 | 125 | 500 | 6.45 | 8.5 | 46.38 | 31.68 | Public Utilities and Corporate | [17 empty] | 26.03%
65734 | Oberon Solar Project | 2023-09-30 | 2023 | CAISO | CA | 33.729 | -115.382 | 5.8554 | PV | Thin-Film | 339.5 | 250 | 1.358 | Tracking | Single Axis | Tracking | 180 | PV+Storage | LIB | AC | 2023 | 125 | 500 | 6.44 | 8.99 | 51.64 | 36.94 | Public Utilities and Corporate | [17 empty] | 24.6%
63848 | Solar Blue | 2023-12-31 | 2023 | CAISO | CA | 36.174 | -119.904 | 5.3471 | PV | c-Si | 350 | 250 | 1.4 | Tracking | Single Axis | Tracking | 180 | PV+Storage | LIB | AC | 2023 | 225 | 900 | 3.13 | 8.67 | 44.21 | 29.52 | Unknown | [17 empty] | 28.21%
65654 | Texas Solar Nova 1 | 2023-12-31 | 2023 | ERCOT | TX | 33.3206 | -100.982 | 5.2113 | PV | c-Si |  | 252 |  | Tracking | Single Axis | Tracking | 179 | [6 empty] | 21.31 |  | 35.05 | 18.75 | Corporate | [17 empty] | 31.48%
66627 | Sonoran Solar Energy | 2023-12-31 | 2023 | West (non-ISO) | AZ | 33.2417 | -112.539 | 5.8733 | PV | c-Si | 490 | 260 | 1.8846 | Tracking | Single Axis | Tracking | 180 | PV+Storage | LIB | AC | 2023 | 260 | 1060 | 16.77 | 22.44 | 57.11 | 42.41 | Corporate | 18.3072
66643 | Dunn's Bridge 1 Solar | 2023-06-30 | 2023 | MISO | IN | 41.1752 | -87.0055 | 3.8916 | PV | c-Si | 358 | 265 | 1.3509 | Tracking | Single Axis | Tracking | 180 | [6 empty] | 28.33 | 2.3 | 48.93 | 32.63 | Investor-owned Utility | [17 empty] | 22.42%
64832 | Yellowbud Solar, LLC | 2023-06-30 | 2023 | PJM | OH | 39.5025 | -83.0656 | 3.9928 | PV | c-Si | 352.9 | 274 | 1.288 | Tracking | Single Axis | Tracking | 180 | [6 empty] | 32.08 | 3.65 | 50.15 | 33.85 | Corporate | [17 empty] | 21.26%
64852 | Daggett 3 | 2023-07-30 | 2023 | CAISO | CA | 34.8723 | -116.79 | 5.7373 | PV | c-Si | 310 | 300 | 1.0333 | Tracking | Single Axis | Tracking | 180 | PV+Storage | LFP | AC | 2023 | 144 | 576 | 9.14 | 6.6 | 32.82 | 16.52 | Public Utilities | [17 empty] | 33.47%
61852 | Eagle Shadow Mountain Solar Farm | 2023-05-31 | 2023 | West (non-ISO) | NV | 36.6298 | -114.684 | 5.6986 | PV | c-Si | 387 | 300 | 1.29 | Tracking | Single Axis | Tracking | 180 | [6 empty] | 11.2 | 3.41 | 31.53 | 15.23 | Investor-owned Utility | 19.3997 | [16 empty] | 34.49%
64859 | Radian Solar Facility | 2023-05-31 | 2023 | ERCOT | TX | 31.5481 | -99.1872 | 5.0283 | PV | Thin-Film | 415 | 320 | 1.2969 | Tracking | Single Axis | Tracking | 180 | [6 empty] | 21.18 |  | 43.95 | 27.65 | Corporate | [17 empty] | 23.11%
63731 | Neptune Energy Center Hybrid | 2023-06-30 | 2023 | West (non-ISO) | CO | 38.3303 | -104.414 | 5.1726 | PV | c-Si | 378.8 | 325 | 1.1655 | Tracking | Single Axis | Tracking | 181 | PV+Storage | LIB | AC | 2023 | 125 | 500 | 15.64 | 20.22 | 34.21 | 19.52 | Investor-owned Utility | [17 empty] | 24.79%
66420 | Five Wells Solar Center - Hybrid | 2023-12-31 | 2023 | ERCOT | TX | 30.9889 | -97.2437 | 4.7437 | PV | Thin-Film | 431 | 355.4 | 1.2127 | Tracking | Single Axis | Tracking | 182 |  | LIB | AC | 2024 | 259 | 250 | 20.28 |  | 44.29 | 29.6 | Unknown | [17 empty] | 22.67%
65028 | Roseland Solar Project | 2023-07-30 | 2023 | ERCOT | TX | 31.4621 | -96.8273 | 4.7191 | PV | c-Si | 639.6 | 500 | 1.2792 | Tracking | Single Axis | Tracking | 182 | PV+Storage | LIB | AC | 2023 | 51.8 | 84.5 |  |  |  |  | Unknown | [17 empty] | 21.76%
64927 | Aktina Solar | 2023-12-31 | 2023 | ERCOT | TX | 29.0756 | -96.277 | 4.647 | PV | c-Si | 631 | 500 | 1.262 | Tracking | Single Axis | Tracking | 179 | [6 empty] | 22 |  | 42.78 | 26.48 | Merchant | [17 empty] | 22.03%
67239 | Fox Squirrel Solar 1 | 2023-12-31 | 2023 | PJM | OH | 39.7775 | -83.3671 | 4.0015 | PV | c-Si | 753 | 577 | 1.305 | Tracking | Single Axis | Tracking | 179 | [6 empty] | 34.72 | 2.03 | 91.86 | 69.18 | Corporate | [17 empty] | 12.29%
66529 | NY Lancaster Shisler Rd Site 2 Solar CSG | 2024-02-28 | 2024 | NYISO | NY | 44.6789 | -74.9641 | 3.64 | PV | c-Si | 6.6 | 5.2 | 1.2692 | Tracking | Single Axis |  | 180 | [8 empty] | 110.31 | 78.49 | Investor-owned Utility
63491 | North Valley | 2024-04-30 | 2024 | West (non-ISO) | NV | 40.3729 | -119.463 | 5.088 | PV | c-Si |  | 5.5 |  | Tracking | Single Axis | Tracking | 180 | [8 empty] | 46.12 | 30.3 | Unknown
66900 | Rivesville Solar | 2024-09-30 | 2024 | PJM | WV | 39.539 | -80.0944 | 3.8666 | PV | Thin-Film |  | 5.5 |  | Fixed Tilt | Fixed Tilt | 23 | 180 | [8 empty] | 85.47 | 53.24 | Investor-owned Utility
50654 | Steamboat Hills LP | 2024-03-31 | 2024 | West (non-ISO) | NV | 39.37 | -119.7669 | 5.2442 | PV | c-Si | 7.1 | 5.6 | 1.2679 | Tracking | Single Axis | Tracking | 180 | [8 empty] | 51.35 | 35.54 | Unknown
67196 | Tyto Solar | 2024-02-28 | 2024 | MISO | WI | 42.9908 | -89.3786 | 3.881 | PV | c-Si | 7.2 | 6 | 1.2 | Tracking | Single Axis |  | 180 | [8 empty] | 63.72 | 46.55 | Investor-owned Utility
67724 | Antigo-Forrest Street Solar Project | 2024-11-30 | 2024 | MISO | WI | 45.1239 | -89.1754 | 3.6939 | PV | c-Si |  | 6 |  | Tracking | Single Axis |  | 180 | [8 empty] | 68.84 | 50.3 | Investor-owned Utility
67730 | LaFayette Solar WI, LLC | 2024-12-31 | 2024 | MISO | WI | 42.7021 | -88.5331 | 3.8205 | PV | c-Si |  | 6 |  | Tracking | Single Axis | Tracking | 180 | [8 empty] | 68.72 | 50.22 | Investor-owned Utility
66748 | IMPA Richmond 8 Solar Park | 2024-12-31 | 2024 | MISO | IN | 39.8237 | -84.9481 | 3.9642 | PV | c-Si | 8.07 | 6.1 | 1.323 | Tracking | Single Axis |  | 180 | [8 empty] | 68.53 | 50.19 | Public Utilities
64867 | Slayton Settlement Road Solar CSG | 2024-03-31 | 2024 | NYISO | NY | 43.2036 | -78.6454 | 3.7201 | PV | c-Si | 9.2 | 7 | 1.3143 | Tracking | Single Axis |  | 180 | [8 empty] | 90.22 | 57.19 | Investor-owned Utility
66809 | Avenue 26 Solar | 2024-11-30 | 2024 | CAISO | CA | 37.1251 | -120.1776 | 5.1887 | PV | c-Si | 10.6 | 7.6 | 1.3947 | Tracking | Single Axis |  | 180 | [8 empty] | 67.15 | 48.39 | Investor-owned Utility
67201 | DIA 9 | 2024-10-31 | 2024 | West (non-ISO) | CO | 39.8467 | -104.664 | 4.8457 | PV | c-Si | 12.72 | 9.8 | 1.298 | Tracking | Single Axis | Tracking | 180 | [8 empty] | 74.75 | 53.14 | Unknown
68678 | Museum Drive East Solar | 2024-12-31 | 2024 | SPP | NE | 40.9249 | -98.3106 | 4.3552 | PV | c-Si | 12.4 | 9.9 | 1.2525 | Tracking | Single Axis |  | 180 | [8 empty] | 54.49 | 38.67 | Unknown
67267 | Surbrook Solar, LLC | 2024-09-30 | 2024 | MISO | MI | 42.3901 | -84.4893 | 3.8196 | PV | c-Si | 14 | 10 | 1.4 | Tracking | Single Axis |  | 180 | [8 empty] | 80.16 | 58.14 | Investor-owned Utility
67545 | Marshall Solar Plus LLC | 2024-12-31 | 2024 | MISO | MN | 44.4699 | -95.7792 | 3.916 | PV | c-Si | 13.9 | 10 | 1.39 | Tracking | Single Axis | Tracking | 180 |  | LIB | AC | 2024 | 5 | 30.6 |  |  | 79.96 | 57.97 | Public Utilities
66572 | Highpeak Solar 1 | 2024-05-31 | 2024 | ERCOT | TX | 32.4943 | -101.277 | 5.3064 | PV | Thin-Film | 12.72 | 10 | 1.272 | Tracking | Single Axis |  | 180 | [8 empty] | 65.07 | 41.25 | Corporate
67051 | Sunflower Solar LLC | 2024-03-31 | 2024 | Southeast (non-ISO) | SC | 33.7289 | -79.8243 | 4.615 | PV | c-Si | 14.3 | 10 | 1.43 | Tracking | Single Axis |  | 180 | [8 empty] | 63.93 | 47.15 | Unknown
67864 | McIntosh Solar | 2024-07-30 | 2024 | Southeast (non-ISO) | GA | 32.3508 | -81.1719 | 4.6786 | PV | c-Si | 12 | 10 | 1.2 | Fixed Tilt | Fixed Tilt | 20 | 200 | [8 empty] | 80.58 | 49.56 | Monopoly Investor-owned Utility
66715 | Fresno Community Solar | 2024-06-30 | 2024 | CAISO | CA | 36.696 | -119.885 | 5.2805 | PV | c-Si | 13.6 | 10 | 1.36 | Tracking | Single Axis |  | 180 | [8 empty] | 77.1 | 54.84 | Investor-owned Utility
67417 | Exeter Renewables 1 | 2024-12-31 | 2024 | ISO-NE | RI | 41.5822 | -71.5217 | 3.8898 | PV | c-Si | 12.33 | 10 | 1.233 | Fixed Tilt | Fixed Tilt | Tracking | 180 | [10 empty] | Unknown
68041 | Overland | 2024-12-31 | 2024 | West (non-ISO) | CO | 40.135 | -104.645 | 4.8135 | PV | c-Si |  | 11 |  | Tracking | Single Axis |  | 181 | [8 empty] | 72.69 | 51.8 | Public Utilities
67534 | RB Inyokern Solar WDAT 1281 (CSG) | 2024-12-31 | 2024 | CAISO | CA | 35.6603 | -117.8133 | 5.9112 | PV | c-Si | 16.5 | 11.9 | 1.3866 | Tracking | Single Axis |  | 180 | [8 empty] | 73.93 | 45.81 | Unknown
64160 | SR North Stonington | 2024-03-31 | 2024 | ISO-NE | CT | 41.4343 | -71.814 | 3.9114 | PV | Thin-Film |  | 12 |  | Fixed Tilt | Fixed Tilt | Tracking | 180 | [8 empty] | 109.33 | 78.35 | Investor-owned Utility
64656 | AES West Oahu Solar Hybrid | 2024-03-31 | 2024 | HI | HI | 21.373 | -158.0641 | 5.6001 | PV | c-Si | 18.25 | 12.5 | 1.46 | Fixed Tilt | Fixed Tilt | 15 | 180 |  | LIB | DC | 2024 | 12.5 | 50 |  |  |  |  | Investor-owned Utility
67846 | Rivanna Solar | 2024-12-31 | 2024 | PJM | VA | 37.966 | -78.4 | 4.2294 | PV | c-Si |  | 12.5 |  | Fixed Tilt | Fixed Tilt | 25 | 180 | [8 empty] | 69.75 | 50.94 | Monopoly Investor-owned Utility
67706 | Spring Lane | 2024-12-31 | 2024 | PJM | PA | 40.1835 | -79.3196 | 3.773 | PV | c-Si | 18 | 13.8 | 1.3043 | Tracking | Single Axis | Tracking | 180 | [8 empty] | 81.18 | 50.92 | Corporate
65903 | Pechin Solar | 2024-10-31 | 2024 | PJM | PA | 39.9589 | -79.6406 | 3.791 | PV | c-Si | 19.9 | 14 | 1.4214 | Fixed Tilt | Fixed Tilt | 25 | 180 | [8 empty] | 70.18 | 45.52 | Unknown
65902 | Gans Solar | 2024-11-30 | 2024 | PJM | PA | 39.7524 | -79.8372 | 3.8267 | PV | c-Si | 19.5 | 14 | 1.3929 | Fixed Tilt | Fixed Tilt | 25 | 179 | [8 empty] | 73.89 | 47.4 | Unknown
65929 | Listonburg Solar | 2024-12-31 | 2024 | PJM | PA | 39.7647 | -79.3034 | 3.7684 | PV | c-Si | 20.7 | 15 | 1.38 | Fixed Tilt | Fixed Tilt | 25 | 180 | [8 empty] | 69.86 | 45.14 | Unknown
67298 | SR Canadaville, LLC | 2024-03-31 | 2024 | Southeast (non-ISO) | TN | 35.0996 | -89.5987 | 4.4098 | PV | Thin-Film | 22.55 | 16 | 1.4094 | Tracking | Single Axis | Tracking | 180 | [8 empty] | 92.65 | 66.01 | Investor-owned Utility
66898 | Fort Martin Solar | 2024-01-31 | 2024 | PJM | WV | 39.7078 | -79.9488 | 3.8578 | PV | Thin-Film | 23.04 | 18.9 | 1.219 | Tracking | Single Axis |  | 180 | [8 empty] | 66.83 | 42.67 | Investor-owned Utility
67214 | Jade Meadow LLC | 2024-03-31 | 2024 | PJM | MD | 39.598 | -78.951 | 3.8984 | PV | c-Si | 26.8 | 19.8 | 1.3535 | Tracking | Single Axis |  | 180 | [8 empty] | 77.96 | 49.42 | Unknown
67533 | RB Inyokern Solar WDAT 1203 (CSG) | 2024-12-31 | 2024 | CAISO | CA | 35.6564 | -117.8096 | 5.9112 | PV | c-Si | 27.44 | 19.9 | 1.3789 | Tracking | Single Axis |  | 180 | [8 empty] | 73.67 | 45.63 | Unknown
67092 | Paulsell | 2024-06-30 | 2024 | CAISO | CA | 37.3741 | -121.135 | 5.2103 | PV | c-Si |  | 20 |  | Tracking | Single Axis | Tracking | 180 |  | LIB |  | 2024 | 15 | 60 |  |  | 59.92 | 43.35 | Public Utilities
65077 | Cottontail Solar 2 | 2024-02-28 | 2024 | PJM | PA | 39.9373 | -76.771 | 3.9903 | PV | c-Si | 25.01 | 20 | 1.2505 | Tracking | Single Axis |  | 180 | [8 empty] | 82.53 | 59.17 | Non-IOU Retailer | 31.2398
65080 | Cottontail Solar 5 | 2024-02-28 | 2024 | PJM | PA | 40.5608 | -77.3785 | 3.8527 | PV | c-Si | 25.25 | 20 | 1.2625 | Tracking | Single Axis |  | 180 | [8 empty] | 73.33 | 46.43 | Non-IOU Retailer
65081 | Cottontail Solar 6 | 2024-04-30 | 2024 | PJM | PA | 40.7904 | -76.8957 | 3.8271 | PV | c-Si | 25.25 | 20 | 1.2625 | Tracking | Single Asis |  | 180 | [8 empty] | 78.81 | 49.42 | Non-IOU Retailer
65840 | NY8 - Teichos Pattersonville | 2024-02-28 | 2024 | NYISO | NY | 42.8827 | -74.0914 | 3.8199 | PV | c-Si | 27.4 | 20 | 1.37 | Tracking | Single Axis |  | 180 | [8 empty] | 108.99 | 78.07 | Public Utilities | 61.4265
63787 | Pleasant Hill PV1 | 2024-03-31 | 2024 | PJM | NC | 36.532 | -77.5494 | 4.3863 | PV | c-Si | 24.98 | 20 | 1.249 | Tracking | Single Axis |  | 180 | [8 empty] | 75.94 | 54.82 | Monopoly Investor-owned Utility
66105 | Blue Elk II Solar, LLC | 2024-05-31 | 2024 | MISO | MI | 42.5049 | -84.477 | 3.8152 | PV | c-Si | 27 | 20 | 1.35 | Tracking | Single Axis | Tracking | 180 | [8 empty] | 89.75 | 64.27 | Investor-owned Utility
65076 | Cottontail Solar 1 | 2024-06-30 | 2024 | PJM | PA | 39.9018 | -76.8233 | 3.9901 | PV | c-Si | 25.01 | 20 | 1.2505 | Tracking | Single Axis |  | 180 | [8 empty] | 82.36 | 59.06 | Non-IOU Retailer
66126 | Hecate Energy Albany 2 (Coeymans solar farm) | 2024-04-30 | 2024 | NYISO | NY | 42.5116 | -73.831 | 3.7959 | PV | c-Si | 24.96 | 20 | 1.248 | Tracking | Single Axis |  | 180 | [8 empty] | 110.11 | 78.25 | Investor-owned Utility | 63.7627
65082 | Cottontail Solar 8 | 2024-04-30 | 2024 | PJM | PA | 39.9254 | -76.7838 | 3.9903 | PV | c-Si | 25.03 | 20 | 1.2515 | Tracking | Single Axis |  | 180 | [8 empty] | 82.34 | 59.05 | Non-IOU Retailer
67694 | Capon Bridge Solar LLC | 2024-07-30 | 2024 | PJM | WV | 39.2872 | -78.642 | 3.9922 | PV | c-Si | 26.34 | 20 | 1.317 | Fixed Tilt | Fixed Tilt | 25 | 180 | [8 empty] | 70.5 | 51.5 | Unknown
65079 | Cottontail Solar 4 | 2024-09-30 | 2024 | PJM | PA | 40.9877 | -76.7923 | 3.8115 | PV | c-Si | 25.25 | 20 | 1.2625 | Tracking | Single Axis |  | 181 | [8 empty] | 75.16 | 47.43 | Non-IOU Retailer
68454 | Walden Solar Maine V | 2024-12-31 | 2024 | ISO-NE | ME | 44.3477 | -70.1301 | 3.6853 | PV | c-Si | 27.5 | 20 | 1.375 | Tracking | Single Axis |  | 180 | [8 empty] | 91.61 | 67.04 | Investor-owned Utility
66921 | English Creek Solar | 2024-12-31 | 2024 | Southeast (non-ISO) | FL | 27.9458 | -82.0672 | 4.9805 | PV | Thin-Film | 26.98 | 23 | 1.173 | Tracking | Single Axis |  | 180 | [8 empty] | 62.39 | 45.24 | Monopoly Investor-owned Utility
66880 | Hayhurst Texas Solar | 2024-04-30 | 2024 | ERCOT | TX | 31.816 | -104.085 | 5.6588 | PV | c-Si | 31.31 | 24.8 | 1.2625 | Tracking | Single Axis |  | 178 | [8 empty] | 67.4 | 42.49 | Unknown
66628 | Altona Solar, LLC | 2024-08-31 | 2024 | MISO | MO | 39.2809 | -92.147 | 4.2194 | PV | c-Si | 41 | 30 | 1.3667 | Tracking | Single Axis |  | 180 | [8 empty] | 94.02 | 67.15 | Unknown
68262 | Fairview Farms | 2024-12-31 | 2024 | PJM | MD | 39.5169 | -76.2736 | 4.0881 | PV | c-Si | 37.9 | 30 | 1.2633 | Tracking | Single Axis | Tracking | 180 | [10 empty] | Unknown
67488 | TAI Huntsville Solar Hybrid | 2024-07-30 | 2024 | Southeast (non-ISO) | AL | 34.8296 | -86.6304 | 4.3704 | PV | c-Si | 39.1 | 32.4 | 1.2068 | Tracking | Single Axis |  | 180 | [8 empty] | 52.74 | 36.92 | Public Utilities
66631 | Earp Solar, LLC | 2024-04-30 | 2024 | MISO | IL | 40.8918 | -90.6688 | 3.9942 | PV | c-Si | 48 | 35 | 1.3714 | Tracking | Single Axis |  | 180 | [8 empty] | 90.75 | 56.43 | Unknown | 48.6326
66027 | Wolfskin Solar | 2024-12-31 | 2024 | Southeast (non-ISO) | GA | 33.8815 | -83.2467 | 4.5608 | PV | c-Si | 53.1 | 38 | 1.3974 | Tracking | Dual Axis |  | 180 | [8 empty] | 86.01 | 61.58 | Monopoly Investor-owned Utility
64740 | Castle Solar, LLC | 2024-04-30 | 2024 | West (non-ISO) | UT | 39.3317 | -110.9951 | 4.9605 | PV | c-Si | 52 | 40 | 1.3 | Tracking | Single Axis |  | 180 | [8 empty] | 56.12 | 35.79 | Investor-owned Utility
68147 | Coffeen Solar BESS | 2024-12-31 | 2024 | MISO | IL | 39.0732 | -89.395 | 4.1411 | PV | Thin-Film | 61 | 44.2 | 1.3801 | Tracking | Single Axis |  | 180 |  | LIB |  | 2024 | 2 | 8 |  |  |  |  | Unknown
67168 | Fillmore County Solar Project | 2024-12-31 | 2024 | MISO | MN | 43.552 | -92.357 | 3.8199 | PV | Thin-Film | 58.5 | 45 | 1.3 | Tracking | Single Axis | Tracking | 180 | [8 empty] | 73.33 | 53.26 | Investor-owned Utility
66885 | Baldy Mesa 2_Silver Peak Hybrid | 2024-12-31 | 2024 | CAISO | CA | 34.6091 | -117.454 | 5.896 | PV | c-Si | 64.9 | 50 | 1.298 | Tracking | Single Axis |  | 180 |  | LIB | DC | 2024 | 25 | 100 |  |  |  |  | Corporate
67140 | Pleasant Creek Solar I (Duane Arnold Solar I) (50 MW) | 2024-03-31 | 2024 | MISO | IA | 42.1059 | -91.7851 | 3.8988 | PV | c-Si | 62.5 | 50 | 1.25 | Tracking | Single Axis |  | 180 | [8 empty] | 68.23 | 49.71 | Investor-owned Utility
65805 | East Point Energy Center, LLC | 2024-05-31 | 2024 | NYISO | NY | 42.4614 | -74.3351 | 3.7331 | PV | c-Si |  | 50 |  | Tracking | Single Axis | Tracking | 180 | [8 empty] | 99.48 | 71.49 | Public Utilities | 65.6528
67536 | Creston Solar (50 MW) | 2024-10-31 | 2024 | MISO | IA | 41.067 | -94.3229 | 4.0925 | PV | c-Si |  | 50 |  | Tracking | Single Axis |  | 180 | [8 empty] | 73.58 | 53.43 | Investor-owned Utility
66632 | Kimmel Road Solar, LLC | 2024-10-31 | 2024 | MISO | IL | 38.0501 | -89.2127 | 4.2245 | PV | c-Si | 69 | 50 | 1.38 | Tracking | Single Axis | Tracking | 180 | [8 empty] | 88.49 | 55.24 | Unknown
67071 | Sunlight Road Solar | 2024-11-30 | 2024 | MISO | LA | 30.7818 | -90.2174 | 4.6276 | PV | c-Si | 68.6 | 50 | 1.372 | Tracking | Single Axis |  | 180 | [8 empty] | 68.28 | 44.18 | Monopoly Investor-owned Utility
67167 | Louise Solar | 2024-12-31 | 2024 | MISO | MN | 43.562 | -92.683 | 3.8166 | PV | Thin-Film | 67.2 | 50 | 1.344 | Tracking | Single Axis |  | 180 | [8 empty] | 79.47 | 57.47 | Investor-owned Utility
67849 | BT Signal Ranch | 2024-12-31 | 2024 | ERCOT | TX | 32.986 | -96.086 | 4.6534 | PV | c-Si | 67.34 | 50 | 1.3468 | Tracking | Single Axis | Tracking | 180 | [8 empty] | 55.99 | 36.64 | Unknown
65962 | Mesquite Solar 4, LLC | 2024-01-31 | 2024 | CAISO | AZ | 33.3265 | -112.919 | 5.8711 | PV | c-Si | 66.15 | 52.5 | 1.26 | Tracking | Single Axis |  | 180 |  | LIB | AC | 2024 | 10 | 47.7 |  |  | 58.56 | 42.33 | Public Utilities
67342 | Carvers Creek Solar | 2024-08-31 | 2024 | PJM | VA | 37.5552 | -76.6055 | 4.292 | PV | c-Si | 66.35 | 54.9 | 1.2086 | Tracking | Single Axis |  | 180 | [8 empty] | 73.99 | 53.38 | Corporate
66047 | Glover Creek Solar, LLC | 2024-06-30 | 2024 | PJM | KY | 36.9014 | -85.712 | 4.2027 | PV | c-Si | 75.55 | 55 | 1.3736 | Tracking | Single Axis |  | 180 | [10 empty] | Non-IOU Retailer | 42.4904
64256 | AES Maui Kuihelani Solar Hybrid | 2024-05-31 | 2024 | HI | HI | 20.844 | -156.4787 | 5.8058 | PV | c-Si | 82.56 | 60 | 1.376 | Tracking | Single Axis |  | 180 |  | LIB | DC | 2024 | 60 | 240 |  |  |  |  | Investor-owned Utility
66316 | Madison Solar | 2024-09-30 | 2024 | PJM | VA | 38.2878 | -77.8401 | 4.2308 | PV | c-Si | 75.7 | 62.5 | 1.2112 | Tracking | Single Axis | Tracking | 180 | [8 empty] | 91.03 | 64.63 | Corporate
62235 | Lone Star Solar | 2024-12-31 | 2024 | Southeast (non-ISO) | SC | 33.6488 | -80.6391 | 4.6021 | PV | c-Si | 108.1 | 66 | 1.6379 | Tracking | Single Axis | Tracking | 180 |  | LIB | DC | 2024 | 66 | 198 |  |  | 71 | 52.54 | Monopoly Investor-owned Utility
68148 | Baldwin Solar BESS | 2024-12-31 | 2024 | MISO | IL | 38.2085 | -89.8448 | 4.205 | PV | Thin-Film | 94.5 | 68.4 | 1.3816 | Tracking | Single Axis |  | 180 |  | LIB |  | 2024 | 2 | 8 |  |  | 80.23 | 50.75 | Unknown
66237 | Misenheimer Solar LLC | 2024-04-30 | 2024 | Southeast (non-ISO) | NC | 35.4839 | -80.2967 | 4.4859 | PV | c-Si | 104 | 74.4 | 1.3978 | Tracking | Single Axis |  | 180 | [8 empty] | 68.13 | 49.8 | Monopoly Investor-owned Utility
65874 | Beautyberry | 2024-01-31 | 2024 | Southeast (non-ISO) | FL | 26.3604 | -81.0265 | 5.0041 | PV | c-Si | 102.8 | 74.5 | 1.3799 | Tracking | Single Axis | Tracking | 180 | [8 empty] | 56.46 | 40.65 | Monopoly Investor-owned Utility
65862 | Big Juniper Solar | 2024-03-31 | 2024 | Southeast (non-ISO) | FL | 30.6393 | -86.9256 | 4.7175 | PV | c-Si | 96.85 | 74.5 | 1.3 | Tracking | Single Axis |  | 179 | [8 empty] | 55.98 | 40.17 | Monopoly Investor-owned Utility
65920 | Buttonwood | 2024-11-30 | 2024 | Southeast (non-ISO) | FL | 27.5081 | -80.7364 | 4.9267 | PV | c-Si | 104.6 | 74.5 | 1.404 | Tracking | Single Axis | Tracking | 180 | [8 empty] | 58.32 | 42.5 | Monopoly Investor-owned Utility
65871 | Caloosahatchee | 2024-01-31 | 2024 | Southeast (non-ISO) | FL | 26.7541 | -81.1856 | 5.0594 | PV | c-Si | 99.82 | 74.5 | 1.3399 | Tracking | Single Axis |  | 180 | [8 empty] | 60.9 | 44.84 | Monopoly Investor-owned Utility
65866 | Canoe | 2024-01-31 | 2024 | Southeast (non-ISO) | FL | 30.68 | -86.7805 | 4.646 | PV | c-Si | 101.32 | 74.5 | 1.36 | Tracking | Single Axis |  | 179 | [8 empty] | 54.93 | 39.11 | Monopoly Investor-owned Utility
67672 | Cedar Trail | 2024-11-30 | 2024 | Southeast (non-ISO) | FL | 30.3391 | -82.1929 | 4.7425 | PV | c-Si | 104.58 | 74.5 | 1.4038 | Tracking | Single Axis | Tracking | 180 | [8 empty] | 53.87 | 38.06 | Monopoly Investor-owned Utility
67206 | Columbia County Solar | 2024-11-30 | 2024 | Southeast (non-ISO) | FL | 29.8824 | -82.7343 | 4.7629 | PV | c-Si | 108.14 | 74.5 | 1.4515 | Tracking | Single Axis | Tracking | 180 | [8 empty] | 52.61 | 36.79 | Unknown
65927 | Fourmile Creek | 2024-03-31 | 2024 | Southeast (non-ISO) | FL | 30.4399 | -85.2759 | 4.6713 | PV | c-Si | 108.03 | 74.5 | 1.4501 | Tracking | Single Axis |  | 180 | [8 empty] | 55.1 | 39.28 | Monopoly Investor-owned Utility
65907 | Georges Lake | 2024-11-30 | 2024 | Southeast (non-ISO) | FL | 30.39 | -83.344 | 4.7498 | PV | c-Si | 104.06 | 74.5 | 1.3968 | Tracking | Single Axis |  | 180 | [8 empty] | 54.96 | 39.15 | Monopoly Investor-owned Utility
67207 | Gilchrist County Solar | 2024-11-30 | 2024 | Southeast (non-ISO) | FL | 29.6184 | -82.6702 | 4.8118 | PV | c-Si | 108.1 | 74.5 | 1.451 | Tracking | Single Axis |  | 181 | [8 empty] | 56.88 | 41.06 | Unknown
67208 | Harmony Florida Solar II | 2024-12-31 | 2024 | Southeast (non-ISO) | FL | 28.167 | -81.0842 | 4.9223 | PV | c-Si | 108.14 | 74.5 | 1.4515 | Tracking | Single Axis |  | 180 | [8 empty] | 51.09 | 35.27 | Public Utilities
65926 | Hawthorne Creek | 2024-03-31 | 2024 | Southeast (non-ISO) | FL | 27.0831 | -81.8412 | 5.0863 | PV | c-Si | 102.06 | 74.5 | 1.3699 | Tracking | Single Axis |  | 180 | [8 empty] | 56.84 | 41.03 | Monopoly Investor-owned Utility
65909 | Hendry Isles | 2024-11-30 | 2024 | Southeast (non-ISO) | FL | 26.7491 | -81.1921 | 5.0594 | PV | c-Si | 101.01 | 74.5 | 1.3558 | Tracking | Single Axis |  | 180 | [8 empty] | 54.21 | 38.4 | Monopoly Investor-owned Utility
65921 | Honeybell | 2024-11-30 | 2024 | Southeast (non-ISO) | FL | 27.5081 | -80.7364 | 4.9267 | PV | c-Si | 104.39 | 74.5 | 1.4012 | Tracking | Single Axis | Tracking | 180 | [8 empty] | 59.76 | 43.94 | Monopoly Investor-owned Utility
65877 | Ibis | 2024-01-31 | 2024 | Southeast (non-ISO) | FL | 27.8498 | -80.6834 | 4.959 | PV | c-Si | 104.33 | 74.5 | 1.4004 | Tracking | Single Axis |  | 180 | [8 empty] | 56.41 | 40.59 | Monopoly Investor-owned Utility
65888 | Kayak | 2024-12-31 | 2024 | Southeast (non-ISO) | FL | 30.4151 | -86.4233 | 4.8811 | PV | c-Si | 104.73 | 74.5 | 1.4058 | Tracking | Single Axis | Tracking | 180 | [8 empty] | 57.7 | 41.88 | Monopoly Investor-owned Utility
65911 | Mitchell Creek | 2024-11-30 | 2024 | Southeast (non-ISO) | FL | 30.9285 | -87.2641 | 4.6885 | PV | c-Si | 104.7 | 74.5 | 1.4054 | Tracking | Single Axis | Tracking | 180 | [8 empty] | 56.16 | 40.34 | Monopoly Investor-owned Utility
65872 | Monarch | 2024-01-31 | 2024 | Southeast (non-ISO) | FL | 27.0307 | -80.5248 | 4.9479 | PV | c-Si | 89.35 | 74.5 | 1.1993 | Tracking | Single Axis |  | 180 | [8 empty] | 49.34 | 31.8 | Monopoly Investor-owned Utility
65924 | Nature Trail | 2024-03-31 | 2024 | Southeast (non-ISO) | FL | 30.3201 | -82.1828 | 4.7425 | PV | c-Si | 107.94 | 74.5 | 1.4489 | Tracking | Single Axis |  | 181 | [8 empty] | 59.5 | 43.68 | Monopoly Investor-owned Utility
65908 | Norton Creek | 2024-11-30 | 2024 | Southeast (non-ISO) | FL | 30.39 | -83.344 | 4.7498 | PV | c-Si | 104.67 | 74.5 | 1.405 | Tracking | Single Axis |  | 180 | [8 empty] | 60.76 | 44.95 | Monopoly Investor-owned Utility
65925 | Orchard | 2024-01-31 | 2024 | Southeast (non-ISO) | FL | 27.0831 | -81.8412 | 5.0863 | PV | c-Si | 108.02 | 74.5 | 1.4499 | Tracking | Single Axis |  | 180 | [8 empty] | 60.46 | 44.64 | Monopoly Investor-owned Utility
65879 | Pecan Tree | 2024-03-31 | 2024 | Southeast (non-ISO) | FL | 30.9382 | -86.2401 | 4.705 | PV | c-Si | 102.81 | 74.5 | 1.38 | Tracking | Single Axis |  | 179 | [8 empty] | 56.57 | 40.75 | Monopoly Investor-owned Utility
65865 | Pineapple | 2024-01-31 | 2024 | Southeast (non-ISO) | FL | 27.2551 | -80.5712 | 4.9358 | PV | c-Si | 99.08 | 74.5 | 1.3299 | Tracking | Single Axis |  | 180 | [8 empty] | 52.64 | 36.82 | Monopoly Investor-owned Utility
65868 | Prairie Creek FL | 2024-01-31 | 2024 | Southeast (non-ISO) | FL | 27.0742 | -81.6966 | 5.0723 | PV | c-Si | 104.3 | 74.5 | 1.4 | Tracking | Single Axis | Tracking | 180 | [8 empty] | 56.74 | 40.93 | Monopoly Investor-owned Utility
65864 | Sambucus | 2024-03-31 | 2024 | Southeast (non-ISO) | FL | 27.4484 | -82.0638 | 5.0126 | PV | c-Si | 100.81 | 74.5 | 1.3532 | Tracking | Single Axis |  | 180 | [8 empty] | 54.55 | 38.73 | Monopoly Investor-owned Utility
65878 | Silver Palm | 2024-01-31 | 2024 | Southeast (non-ISO) | FL | 26.7877 | -80.3519 | 4.9453 | PV | c-Si | 95.34 | 74.5 | 1.2797 | Tracking | Single Axis |  | 180 | [8 empty] | 53.73 | 37.92 | Monopoly Investor-owned Utility
65867 | Sparkleberry | 2024-03-31 | 2024 | Southeast (non-ISO) | FL | 30.7631 | -87.4332 | 4.6458 | PV | c-Si | 101.32 | 74.5 | 1.36 | Tracking | Single Axis |  | 178 | [8 empty] | 57.08 | 41.26 | Monopoly Investor-owned Utility
67205 | Gadsden County Solar | 2024-11-30 | 2024 | Southeast (non-ISO) | FL | 30.6565 | -84.7244 | 4.7432 | PV | c-Si | 108.02 | 74.5 | 1.4499 | Tracking | Single Axis |  | 180 | [8 empty] | 50.89 | 35.07 | Unknown
65882 | Terrill Creek | 2024-01-31 | 2024 | Southeast (non-ISO) | FL | 29.8867 | -81.7661 | 4.7305 | PV | c-Si | 102.14 | 74.5 | 1.371 | Tracking | Single Axis |  | 180 | [8 empty] | 62.95 | 40.75 | Monopoly Investor-owned Utility
65863 | Three Creeks | 2024-03-31 | 2024 | Southeast (non-ISO) | FL | 27.5793 | -82.2606 | 5.0172 | PV | c-Si | 102.03 | 74.5 | 1.3695 | Tracking | Single Axis |  | 180 | [8 empty] | 53.72 | 37.91 | Monopoly Investor-owned Utility
67182 | Tupelo Solar | 2024-11-30 | 2024 | Southeast (non-ISO) | FL | 29.6037 | -81.5273 | 4.7631 | PV | c-Si | 108.14 | 74.5 | 1.4515 | Tracking | Single Axis |  | 180 | [8 empty] | 51.23 | 35.42 | Unknown
65873 | Turnpike | 2024-01-31 | 2024 | Southeast (non-ISO) | FL | 27.567 | -80.645 | 4.9131 | PV | c-Si | 104.3 | 74.5 | 1.4 | Tracking | Single Axis |  | 180 | [8 empty] | 54.65 | 38.84 | Monopoly Investor-owned Utility
65869 | White Tail | 2024-01-31 | 2024 | Southeast (non-ISO) | FL | 27.0779 | -80.3793 | 4.9255 | PV | c-Si | 106.51 | 74.5 | 1.4297 | Tracking | Single Axis |  | 180 | [8 empty] | 57.67 | 41.86 | Monopoly Investor-owned Utility
67209 | Storey Bend Solar | 2024-12-31 | 2024 | Southeast (non-ISO) | FL | 28.2826 | -81.0815 | 4.9147 | PV | c-Si | 108.14 | 74.5 | 1.4515 | Tracking | Single Axis |  | 180 | [8 empty] | 53.37 | 37.55 | Public Utilities
65910 | Wild Quail | 2024-03-31 | 2024 | Southeast (non-ISO) | FL | 30.8999 | -86.2497 | 4.6797 | PV | c-Si | 110.27 | 74.5 | 1.4801 | Tracking | Single Axis |  | 179 | [8 empty] | 59.89 | 44.08 | Monopoly Investor-owned Utility
65875 | Woodyard | 2024-03-31 | 2024 | Southeast (non-ISO) | FL | 26.4131 | -81.0492 | 5.0304 | PV | c-Si | 98.34 | 74.5 | 1.32 | Tracking | Single Axis |  | 180 | [8 empty] | 57.78 | 41.96 | Monopoly Investor-owned Utility
67203 | Bullfrog Creek Solar | 2024-12-31 | 2024 | Southeast (non-ISO) | FL | 27.662 | -82.282 | 4.9986 | PV | Thin-Film | 88 | 74.5 | 1.1812 | Tracking | Single Axis |  | 180 | [8 empty] | 53.06 | 37.24 | Monopoly Investor-owned Utility
66639 | Falmouth Renewable Energy Center | 2024-06-30 | 2024 | Southeast (non-ISO) | FL | 30.2033 | -83.8547 | 4.7829 | PV | Thin-Film | 102.9 | 74.9 | 1.3738 | Tracking | Single Axis | Tracking | 180 | [8 empty] | 57.84 | 42.02 | Monopoly Investor-owned Utility
66553 | Winquepin Renewable Energy Center | 2024-03-31 | 2024 | Southeast (non-ISO) | FL | 30.2825 | -83.2982 | 4.7542 | PV | c-Si | 104.4 | 74.9 | 1.3939 | Tracking | Single Axis | Tracking | 180 | [8 empty] | 59.31 | 43.49 | Monopoly Investor-owned Utility
65501 | Mule Creek Renewable Energy Center | 2024-03-31 | 2024 | Southeast (non-ISO) | FL | 30.1105 | -85.3976 | 4.7442 | PV | c-Si | 101.4 | 74.9 | 1.3538 | Tracking | Single Axis |  | 180 | [8 empty] | 54.81 | 39 | Monopoly Investor-owned Utility
67049 | County Line Renewable Energy Center | 2024-08-31 | 2024 | Southeast (non-ISO) | FL | 29.8122 | -82.676 | 4.7788 | PV | c-Si | 98.4 | 74.9 | 1.3138 | Tracking | Single Axis | Tracking | 180 | [8 empty] | 56.22 | 40.41 | Monopoly Investor-owned Utility
65292 | OE_FL7 | 2024-12-31 | 2024 | Southeast (non-ISO) | FL | 29.7412 | -81.6989 | 4.7876 | PV | c-Si | 92 | 74.9 | 1.2283 | Tracking | Single Axis |  | 180 | [8 empty] | 91.26 | 55.52 | Public Utilities
66837 | Alton Post Office Solar | 2024-12-31 | 2024 | PJM | VA | 36.5689 | -79.0329 | 4.36 | PV | c-Si |  | 75 |  | Tracking | Single Axis | Tracking | 180 | [8 empty] | 74.89 | 54.33 | Corporate
63984 | Horseshoe Solar, LLC | 2024-05-31 | 2024 | West (non-ISO) | UT | 40.7183 | -112.666 | 4.7462 | PV | c-Si | 97.5 | 75 | 1.3 | Tracking | Single Axis | Tracking | 180 | [8 empty] | 53.84 | 38.03 | Investor-owned Utility | 25.5201
66841 | Foxglove Solar | 2024-10-31 | 2024 | PJM | VA | 39.0712 | -78.2728 | 4.0897 | PV | c-Si | 96.5 | 75 | 1.2867 | Tracking | Single Axis |  | 180 | [8 empty] | 80.34 | 57.87 | Corporate
66543 | Cane Creek | 2024-04-30 | 2024 | Southeast (non-ISO) | MS | 31.9784 | -88.8901 | 4.6089 | PV | c-Si | 110 | 78.5 | 1.4013 | Tracking | Single Axis |  | 180 | [8 empty] | 87.64 | 54.35 | Unknown
66544 | Moonshot | 2024-11-30 | 2024 | Southeast (non-ISO) | MS | 30.4372 | -89.5029 | 4.6282 | PV | c-Si | 110 | 78.5 | 1.4013 | Tracking | Single Axis |  | 180 | [8 empty] | 86.81 | 53.9 | Unknown
66025 | Blackwater Solar | 2024-04-30 | 2024 | Southeast (non-ISO) | GA | 31.3941 | -82.6215 | 4.7241 | PV | c-Si | 112 | 80 | 1.4 | Tracking | Single Axis |  | 180 | [8 empty] | 92.79 | 66.06 | Monopoly Investor-owned Utility
63983 | Rocket Solar, LLC | 2024-02-28 | 2024 | West (non-ISO) | UT | 41.6395 | -112.4365 | 4.6829 | PV | c-Si | 104 | 80 | 1.3 | Tracking | Single Axis |  | 180 | [8 empty] | 50.77 | 34.95 | Investor-owned Utility | 25.5121
66276 | Blake Solar Plant | 2024-03-31 | 2024 | PJM | WV | 39.2647 | -77.8296 | 4.0993 | PV | c-Si | 99.9 | 80 | 1.2488 | Tracking | Single Axis |  | 182 | [8 empty] | 70.98 | 51.56 | Investor-owned Utility | 43.1221
66267 | Steel Solar LLC | 2024-06-30 | 2024 | West (non-ISO) | UT | 41.889 | -112.1806 | 4.573 | PV | c-Si |  | 80 |  | Tracking | Single Axis |  | 180 | [8 empty] | 53.74 | 37.92 | Public Utilities | 27.7888
67021 | CPV Stagecoach Solar | 2024-05-31 | 2024 | Southeast (non-ISO) | GA | 32.1978 | -84.0693 | 4.6742 | PV | c-Si | 100 | 80 | 1.25 | Tracking | Single Axis |  | 180 | [8 empty] | 51.66 | 35.84 | Unknown
64739 | Elektron Solar, LLC | 2024-05-31 | 2024 | West (non-ISO) | UT | 40.8683 | -112.703 | 4.838 | PV | c-Si | 106 | 80 | 1.325 | Tracking | Single Axis |  | 180 | [8 empty] | 54.23 | 38.41 | Investor-owned Utility | 24.7785
67261 | Goose Prairie Solar | 2024-12-31 | 2024 | West (non-ISO) | WA | 46.5295 | -120.2401 | 4.3377 | PV | c-Si | 102.45 | 80 | 1.2806 | Tracking | Single Axis |  | 180 | [8 empty] | 41.36 | 25.54 | Public Utilities
66173 | SR Ailey | 2024-12-31 | 2024 | Southeast (non-ISO) | GA | 32.1936 | -82.5387 | 4.7273 | PV | Thin-Film | 112 | 80 | 1.4 | Tracking | Single Axis | Tracking | 180 | [8 empty] | 91.52 | 65.23 | Public Utilities
68774 | Fountain Creek Solar | 2024-12-31 | 2024 | PJM | VA | 36.59 | -77.67 | 4.4006 | PV | c-Si | 96 | 80 | 1.2 | Tracking | Single Axis | Tracking | 180 | [8 empty] | 70.94 | 51.34 | Monopoly Investor-owned Utility
65334 | Platteview Solar LLC | 2024-05-31 | 2024 | SPP | NE | 41.1953 | -96.378 | 4.1681 | PV | c-Si | 101 | 81 | 1.2469 | Tracking | Single Axis |  | 180 | [8 empty] | 58.43 | 42.61 | Public Utilities
67171 | Foxhound | 2024-04-30 | 2024 | PJM | VA | 36.8759 | -78.7419 | 4.3609 | PV | Thin-Film | 108 | 83 | 1.3012 | Tracking | Single Axis |  | 180 | [8 empty] | 84.74 | 60.82 | Corporate
67421 | Cavalier Solar A2 | 2024-12-31 | 2024 | PJM | VA | 37.018 | -76.7358 | 4.319 | PV | c-Si | 101.69 | 84.4 | 1.2049 | Tracking | Single Axis | Tracking | 180 | [8 empty] | 73.86 | 53.28 | Unknown
65765 | High River Energy Center, LLC | 2024-08-31 | 2024 | NYISO | NY | 42.9026 | -74.1408 | 3.7696 | PV | c-Si |  | 90 |  | Fixed Tilt | Fixed Tilt | 18 | 180 | [8 empty] | 93.77 | 67.72 | Public Utilities | 57.4878
67104 | Bayou Galion Solar Project | 2024-11-30 | 2024 | MISO | LA | 32.7975 | -91.7841 | 4.604 | PV | c-Si | 127.41 | 98.1 | 1.2988 | Tracking | Single Axis | Tracking | 180 | [8 empty] | 72.89 | 46.32 | Corporate
66623 | Harvest Gold Solar | 2024-08-31 | 2024 | MISO | MS | 33.505 | -90.636 | 4.5794 | PV | Thin-Film | 138.4 | 99 | 1.398 | Tracking | Single Axis |  | 180 | [8 empty] | 70.78 | 45.67 | Corporate
64853 | New Market Solar (Highland 2) | 2024-02-28 | 2024 | PJM | OH | 39.0718 | -83.7961 | 4.0408 | PV | c-Si | 123.5 | 100 | 1.235 | Tracking | Single Axis | Tracking | 180 | [8 empty] | 64.8 | 41.64 | Public Utilities | 32.0953
66369 | Wildflower Solar, LLC (MS) | 2024-05-31 | 2024 | MISO | MS | 34.9579 | -90.1731 | 4.4643 | PV | c-Si | 131 | 100 | 1.31 | Tracking | Single Axis |  | 180 | [8 empty] | 73.43 | 46.68 | Corporate | 26.3554
64259 | BPL Crown Solar LLC | 2024-01-31 | 2024 | ERCOT | TX | 31.3446 | -97.0769 | 4.7198 | PV | c-Si | 135 | 100 | 1.35 | Tracking | Single Axis |  | 182 | [8 empty] | 50.14 | 32.59 | Corporate
67190 | Franklin Solar Hybrid | 2024-05-31 | 2024 | West (non-ISO) | ID | 42.2044 | -114.6102 | 4.5691 | PV | c-Si | 130 | 100 | 1.3 | Tracking | Single Axis |  | 180 | [8 empty] | 56.81 | 40.99 | Investor-owned Utility | 28.6705
64260 | BPL Sol Solar LLC | 2024-02-28 | 2024 | ERCOT | TX | 31.3448 | -97.077 | 4.7198 | PV | c-Si | 135 | 100 | 1.35 | Tracking | Single Axis |  | 182 | [8 empty] | 51.14 | 33.6 | Corporate
67159 | Liberty County Solar Project | 2024-09-30 | 2024 | MISO | TX | 29.9589 | -94.8505 | 4.6016 | PV | c-Si | 134.1 | 100 | 1.341 | Tracking | Single Axis |  | 183 | [8 empty] | 72.52 | 46.34 | Corporate
66625 | Prairie Mist Solar | 2024-09-30 | 2024 | MISO | AR | 33.2554 | -91.669 | 4.5519 | PV | c-Si | 140.91 | 100 | 1.4091 | Tracking | Single Axis | Tracking | 180 | [8 empty] | 64.85 | 42.49 | Corporate
67504 | Walnut Bend Solar Station PV | 2024-09-30 | 2024 | MISO | AR | 34.514 | -91.4537 | 4.518 | PV | c-Si | 135.82 | 100 | 1.3582 | Tracking | Single Axis | Tracking | 180 | [8 empty] | 70.87 | 45.52 | Monopoly Investor-owned Utility
67915 | Crossett Solar | 2024-09-30 | 2024 | MISO | AR | 33.1009 | -91.944 | 4.5572 | PV | c-Si | 131.79 | 100 | 1.3179 | Tracking | Single Axis |  | 180 | [8 empty] | 67.03 | 43.22 | Corporate
66240 | Ragsdale Solar LLC | 2024-11-30 | 2024 | MISO | MS | 32.551 | -90.0097 | 4.5842 | PV | c-Si | 136.6 | 100 | 1.366 | Tracking | Single Axis |  | 180 | [8 empty] | 65.59 | 48.41 | Corporate
65981 | Second Division Solar | 2024-11-30 | 2024 | ERCOT | TX | 29.1706 | -95.7416 | 4.5641 | PV | Thin-Film | 125 | 100 | 1.25 | Tracking | Single Axis |  | 180 | [8 empty] | 54.69 | 35.49 | Corporate
66269 | Riverstart Solar Park III | 2024-12-31 | 2024 | PJM | IN | 40.0572 | -85.1172 | 3.9671 | PV | c-Si | 143 | 100 | 1.43 | Tracking | Single Axis |  | 180 | [8 empty] | 69.35 | 51.17 | Corporate
65664 | Sandrini Solar 100 | 2024-12-31 | 2024 | CAISO | CA | 35.1132 | -119.111 | 5.3734 | PV | c-Si | 140.69 | 100 | 1.4069 | Tracking | Single Axis |  | 180 | [8 empty] | 49.7 | 32.15 | Public Utilities
65402 | Arche Energy Project, LLC | 2024-01-31 | 2024 | PJM | OH | 41.6684 | -84.2866 | 3.8371 | PV | c-Si | 133.84 | 107 | 1.2508 | Tracking | Single Axis |  | 179 | [10 empty] | Corporate | 37.523
66955 | Three Corners Solar | 2024-07-30 | 2024 | ISO-NE | ME | 44.6126 | -69.4518 | 3.6858 | PV | Thin-Film | 151.7 | 110 | 1.3791 | Tracking | Single Axis |  | 181 | [10 empty] | Corporate | 62.0569
67786 | Hickory Solar | 2024-09-30 | 2024 | MISO | IL | 39.1331 | -90.366 | 4.196 | PV | c-Si | 160.32 | 110 | 1.4575 | Tracking | Single Axis | Tracking | 180 | [8 empty] | 74.18 | 54.42 | Corporate
66646 | Martin County Solar Project, LLC | 2024-12-31 | 2024 | PJM | KY | 37.7629 | -82.474 | 4.0062 | PV | c-Si | 143.69 | 111 | 1.2945 | Tracking | Single Axis |  | 182 | [8 empty] | 63.25 | 41.1 | Corporate
66866 | North Fork Solar Project | 2024-05-31 | 2024 | SPP | OK | 34.6178 | -98.9826 | 4.9239 | PV | c-Si | 162.66 | 120 | 1.3555 | Tracking | Single Axis | Tracking | 180 | [8 empty] | 54.62 | 38.8 | Public Utilities
66282 | Woodruff County Solar | 2024-10-31 | 2024 | MISO | AR | 35.2563 | -91.3402 | 4.4593 | PV |  | 148.94 | 122 | 1.2208 | Tracking | Single Axis |  | 180 | [8 empty] | 54.15 | 35.71 | Public Utilities
66773 | Raceway Solar & Storage | 2024-05-31 | 2024 | CAISO | CA | 34.8424 | -118.286 | 5.8158 | PV | c-Si | 158.88 | 125 | 1.271 | Tracking | Single Axis |  | 180 |  | LIB | AC | 2024 | 80 | 320 |  |  | 56.61 | 35.9 | Public Utilities
67091 | Yellow Pine II | 2024-07-30 | 2024 | West (non-ISO) | NV | 36.0755 | -115.791 | 5.7275 | PV | c-Si | 175 | 125 | 1.4 | Tracking | Single Axis |  | 180 |  | LIB | AC | 2024 | 85 | 340 |  |  | 32.62 | 15.08 | Public Utilities | 34.6098
66111 | Elizabeth Solar Plant | 2024-08-31 | 2024 | MISO | LA | 30.8126 | -92.9701 | 4.5631 | PV | c-Si | 160 | 125 | 1.28 | Tracking | Single Axis |  | 179 | [8 empty] | 64.8 | 41.82 | Monopoly Investor-owned Utility
66314 | Bookers Mill Solar | 2024-12-31 | 2024 | PJM | VA | 37.8562 | -76.5648 | 4.2638 | PV | c-Si |  | 127 |  | Tracking | Single Axis |  | 181 | [8 empty] | 73.37 | 53.33 | Monopoly Investor-owned Utility
67018 | Wild Springs | 2024-06-30 | 2024 | West (non-ISO) | SD | 44.0699 | -102.8406 | 4.2959 | PV | Thin-Film | 163.77 | 128 | 1.2795 | Tracking | Single Axis |  | 179 | [8 empty] | 43.07 | 27.25 | Public Utilities
66133 | Bartonsville Energy Facility, LLC | 2024-12-31 | 2024 | PJM | VA | 39.0887 | -78.2399 | 4.0897 | PV | c-Si | 171.8 | 130 | 1.3215 | Tracking | Single Axis | Tracking | 180 | [10 empty] | Corporate
65976 | Prairie Ronde Solar Farm | 2024-11-30 | 2024 | MISO | LA | 30.6154 | -92.1753 | 4.6595 | PV | Thin-Film | 168.75 | 135 | 1.25 | Tracking | Single Axis |  | 180 | [8 empty] | 70.35 | 44.69 | Corporate
65975 | Starr Solar Ranch | 2024-11-30 | 2024 | ERCOT | TX | 26.5234 | -99.0171 | 5.1594 | PV | Thin-Film | 163.6 | 136 | 1.2029 | Tracking | Single Axis |  | 180 | [8 empty] | 54.39 | 35.12 | Unknown
65711 | Vikings Energy Farm | 2024-10-31 | 2024 | West (non-ISO) | CA | 32.8034 | -115.272 | 5.9023 | PV | Thin-Film |  | 136.8 |  | Tracking | Single Axis |  | 180 |  | LIB | AC | 2024 | 150 | 600 |  |  | 42.69 | 26.88 | Public Utilities
66747 | Blue Bird Solar, LLC | 2024-12-31 | 2024 | MISO | MO | 38.8954 | -91.1366 | 4.2321 | PV | c-Si | 188 | 139 | 1.3525 | Tracking | Single Axis | Tracking | 180 | [10 empty] | Corporate
68056 | Wolf Run Solar | 2024-11-30 | 2024 | MISO | IL | 39.7923 | -90.3593 | 4.1393 | PV | c-Si | 207.39 | 140 | 1.4814 | Tracking | Single Axis |  | 180 | [8 empty] | 73.3 | 47.47 | Corporate
62379 | Spanish Peaks Solar | 2024-12-31 | 2024 | West (non-ISO) | CO | 37.3782 | -104.4598 | 5.1507 | PV | c-Si |  | 140 |  | Tracking | Single Axis |  | 180 | [8 empty] | 50.92 | 32.96 | Public Utilities
67935 | Clearview Solar 1 | 2024-12-31 | 2024 | PJM | OH | 40.2692 | -83.9841 | 3.903 | PV | c-Si | 195.74 | 144 | 1.3593 | Tracking | Single Axis | Tracking | 180 | [8 empty] | 69.75 | 51.17 | Corporate
67008 | River Fork Solar, LLC | 2024-10-31 | 2024 | MISO | MI | 42.2816 | -84.7515 | 3.7909 | PV | c-Si | 208 | 149 | 1.396 | Tracking | Single Axis |  | 180 | [8 empty] | 78.69 | 49.98 | Investor-owned Utility
63933 | Dry Lake Solar Energy Center | 2024-05-31 | 2024 | West (non-ISO) | NV | 36.4273 | -114.891 | 5.5024 | PV | c-Si | 180 | 150 | 1.2 | Tracking | Single Axis | Tracking | 182 |  | LIB | AC | 2024 | 100 | 150 |  |  | 38.71 | 21.16 | Investor-owned Utility
65291 | Golden Triangle II (OE_MS6) | 2024-05-31 | 2024 | Southeast (non-ISO) | MS | 33.4155 | -88.6223 | 4.5378 | PV | c-Si | 212.8 | 150 | 1.4187 | Tracking | Single Axis | Tracking | 52 |  | LIB | DC | 2024 | 50 | 200 |  |  | 71.45 | 45.6 | Investor-owned Utility
67019 | Copperhead Solar, LLC | 2024-09-30 | 2024 | ERCOT | TX | 31.4532 | -96.8567 | 4.7191 | PV | Thin-Film | 198.98 | 150 | 1.3265 | Tracking | Single Axis |  | 182 |  | LIB | AC | 2024 | 100 | 100 |  |  | 55.86 | 36.48 | Corporate
66598 | Baldy Mesa Solar & Storage | 2024-05-31 | 2024 | CAISO | CA | 34.6092 | -117.454 | 5.896 | PV | c-Si | 195.3 | 150 | 1.302 | Tracking | Single Axis |  | 180 |  | LIB | DC | 2024 | 75 | 300 |  |  |  |  | Public Utilities
65936 | Honeysuckle Solar Farm | 2024-06-30 | 2024 | PJM | IN | 41.719 | -86.464 | 3.8345 | PV | c-Si | 187.5 | 150 | 1.25 | Tracking | Single Axis | Tracking | 180 | [8 empty] | 63.99 | 46.95 | Investor-owned Utility | 50.3408
67147 | South Cheyenne Solar | 2024-04-30 | 2024 | West (non-ISO) | WY | 41.0152 | -104.794 | 4.5566 | PV | c-Si |  | 150 |  | Tracking | Single Axis |  | 180 | [8 empty] | 45.58 | 29.76 | Investor-owned Utility | 33.286
66990 | Washington County Solar | 2024-09-30 | 2024 | Southeast (non-ISO) | GA | 32.9899 | -82.7138 | 4.6847 | PV | c-Si | 222 | 150 | 1.48 | Tracking | Single Axis |  | 180 | [8 empty] | 49.93 | 34.11 | Monopoly Investor-owned Utility
63877 | Willowbrook Solar I, LLC | 2024-09-30 | 2024 | PJM | OH | 39.0218 | -83.705 | 4.0408 | PV | c-Si | 196 | 150 | 1.3067 | Tracking | Single Axis |  | 180 | [8 empty] | 77.63 | 49 | Investor-owned Utility
65736 | Driver Solar | 2024-11-30 | 2024 | MISO | AR | 35.6406 | -89.9694 | 4.4443 | PV | Thin-Film |  | 150 |  | Tracking | Single Axis |  | 180 | [8 empty] | 77.79 | 49 | Monopoly Investor-owned Utility
67538 | Wever Solar | 2024-11-30 | 2024 | MISO | IA | 40.732 | -91.2655 | 4.0529 | PV | c-Si | 182.8 | 150 | 1.2187 | Tracking | Single Axis |  | 181 | [8 empty] | 65.87 | 48.03 | Investor-owned Utility
67537 | Pleasant Creek Unit 2 (Duane Arnold Solar II) | 2024-12-31 | 2024 | MISO | IA | 42.1044 | -91.7826 | 3.8988 | PV | c-Si | 187.51 | 150 | 1.2501 | Tracking | Single Axis |  | 180 | [8 empty] | 53.4 | 37.58 | Investor-owned Utility
67696 | Twin Lakes Solar LLC | 2024-12-31 | 2024 | MISO | IN | 40.7229 | -86.7802 | 3.9159 | PV | c-Si | 206.38 | 150 | 1.3759 | Tracking | Single Axis |  | 180 | [8 empty] | 68.18 | 50.16 | Unknown
63828 | Hardin Solar Energy II LLC | 2024-12-31 | 2024 | PJM | OH | 40.633 | -83.7849 | 3.8638 | PV | c-Si | 200.69 | 150 | 1.3379 | Tracking | Single Axis |  | 180 | [8 empty] | 64.17 | 47.41 | Corporate
68474 | Peacock Energy Project | 2024-11-30 | 2024 | ERCOT | TX | 28.0004 | -97.3879 | 4.7876 | PV | Thin-Film | 187.6 | 150 | 1.2507 | Tracking | Single Axis |  | 180 | [8 empty] | 50.43 | 32.88 | Unknown
68770 | Boomtown Renewable Energy Center | 2024-12-31 | 2024 | MISO | IL | 38.1699 | -88.1869 | 4.2068 | PV | c-Si | 195 | 150 | 1.3 | Tracking | Single Axis | Tracking | 180 | [8 empty] | 76.16 | 48.11 | Investor-owned Utility
68771 | Cass County Renewable Energy Center | 2024-12-31 | 2024 | MISO | IL | 39.9778 | -90.4711 | 4.1241 | PV | c-Si | 195 | 150 | 1.3 | Tracking | Single Axis | Tracking | 180 | [8 empty] | 72.85 | 46.31 | Investor-owned Utility
67420 | Cavalier Solar | 2024-06-30 | 2024 | PJM | VA | 37.018 | -76.7358 | 4.319 | PV | c-Si | 197.87 | 155.6 | 1.2717 | Tracking | Single Axis | Tracking | 180 | [8 empty] | 47.06 | 31.24 | Monopoly Investor-owned Utility
66137 | Zier Solar | 2024-04-30 | 2024 | ERCOT | TX | 29.351 | -100.562 | 4.9381 | PV | c-Si | 208 | 160 | 1.3 | Tracking | Single Axis | Tracking | 180 |  | LIB |  | 2024 | 40.4 | 80 |  |  |  |  | Unknown
67580 | Markum Solar Farm | 2024-11-30 | 2024 | ERCOT | TX | 31.6948 | -97.3749 | 4.7554 | PV | Thin-Film | 209.3 | 161 | 1.3 | Tracking | Single Axis |  | 182 | [8 empty] | 51.13 | 33.59 | Corporate
66818 | SR Russellville | 2024-09-30 | 2024 | Southeast (non-ISO) | KY | 36.7957 | -86.9433 | 4.2371 | PV | Thin-Film | 239.88 | 173 | 1.3866 | Tracking | Single Axis |  | 179 | [8 empty] | 90.19 | 55.67 | Corporate
66185 | Crooked Lake Solar, LLC | 2024-05-31 | 2024 | MISO | AR | 35.9101 | -89.8168 | 4.4022 | PV | c-Si | 240.42 | 175 | 1.3738 | Tracking | Single Axis |  | 181 | [8 empty] | 61.22 | 40.34 | Corporate
66239 | Pearl River Solar Park LLC | 2024-07-30 | 2024 | MISO | MS | 32.551 | -89.7301 | 4.5834 | PV | c-Si | 258.05 | 175 | 1.4746 | Tracking | Single Axis | Tracking | 180 | [8 empty] | 64.23 | 42.49 | Unknown
60572 | White Wing Solar | 2024-10-31 | 2024 | CAISO | AZ | 32.9904 | -113.5058 | 5.8424 | PV | Thin-Film | 226.31 | 175 | 1.2932 | Fixed Tilt | Fixed Tilt | Tracking | 195 | [8 empty] | 50.62 | 34.8 | Corporate
68274 | Morris Ridge Solar | 2024-11-30 | 2024 | NYISO | NY | 42.6631 | -77.8908 | 3.7365 | PV | c-Si | 230.5 | 177 | 1.3023 | Tracking | Single Axis | Tracking | 180 | [8 empty] | 94.84 | 68.44 | Public Utilities | 57.372
66198 | Madison Fields Solar Project, LLC | 2024-01-31 | 2024 | PJM | OH | 40.098 | -83.4834 | 3.9364 | PV | c-Si | 234 | 180 | 1.3 | Tracking | Single Axis |  | 180 | [8 empty] | 65.19 | 47.93 | Corporate
65482 | West Memphis Solar Station | 2024-12-31 | 2024 | MISO | AR | 35.1569 | -90.3105 | 4.4664 | PV | c-Si | 252 | 180 | 1.4 | Tracking | Single Axis | Tracking | 180 | [8 empty] | 55.19 | 39.37 | Monopoly Investor-owned Utility
66814 | Sky Ranch Solar | 2024-04-30 | 2024 | West (non-ISO) | NM | 34.7731 | -106.7951 | 5.5963 | PV | c-Si |  | 190 |  | Tracking | Single Axis |  | 180 |  | LIB | AC | 2024 | 50 | 200 |  |  | 39.87 | 24.05 | Corporate | 16.7447
66270 | Proxima | 2024-06-30 | 2024 | CAISO | CA | 37.4004 | -121.163 | 5.1852 | PV |  |  | 190 |  | Tracking | Single Axis |  | 180 |  | LIB | AC | 2024 | 162 | 648 |  |  | 48.06 | 32.24 | Public Utilities | 32.6467
67852 | Hardy Hills Solar Energy LLC | 2024-03-31 | 2024 | MISO | IN | 40.3551 | -86.4966 | 3.9492 | PV | c-Si | 239.87 | 195 | 1.2301 | Tracking | Single Axis |  | 180 | [8 empty] | 67.35 | 49.05 | Investor-owned Utility
65947 | Tres Bahias | 2024-05-31 | 2024 | ERCOT | TX | 28.6908 | -96.5127 | 4.7377 | PV | Thin-Film | 260.82 | 196.3 | 1.3287 | Tracking | Single Axis |  | 181 | [8 empty] | 57.85 | 37.58 | Investor-owned Utility
65743 | Victory Pass | 2024-03-31 | 2024 | CAISO | CA | 33.7172 | -115.3233 | 5.8554 | PV | c-Si | 272 | 200 | 1.36 | Tracking | Single Axis |  | 180 |  | LIB | AC | 2024 | 50 | 200 |  |  | 39.63 | 22.09 | Public Utilities | 22.4977
64908 | Scarlet Solar (CA) | 2024-06-30 | 2024 | CAISO | CA | 36.5975 | -120.362 | 5.3221 | PV | c-Si | 272.83 | 200 | 1.3641 | Tracking | Single Axis |  | 180 |  | LIB | AC | 2024 | 40 | 200 |  |  | 48.82 | 33 | Public Utilities | 19.5554
67489 | Cavalry Solar Hybrid | 2024-05-31 | 2024 | MISO | IN | 40.8953 | -86.8102 | 3.9195 | PV | c-Si | 280.3 | 200 | 1.4015 | Tracking | Single Axis | Tracking | 180 |  | LIB |  | 2024 | 45 | 180 |  |  | 60.22 | 44.4 | Investor-owned Utility
66574 | San Juan Solar I | 2024-11-30 | 2024 | West (non-ISO) | NM | 36.8425 | -108.351 | 5.4752 | PV | c-Si | 249.5 | 200 | 1.2475 | Tracking | Single Axis |  | 180 |  | LIB |  | 2024 | 100 | 561.4 |  |  | 51.68 | 33.16 | Monopoly Investor-owned Utility
66951 | Scarlet II Hybrid | 2024-12-31 | 2024 | CAISO | CA | 36.6003 | -120.3771 | 5.3067 | PV | c-Si | 279.8 | 200 | 1.399 | Tracking | Single Axis |  | 180 |  | LIB | AC | 2024 | 150 | 600 |  |  | 53.6 | 37.78 | Unknown
65007 | Grant County | 2024-05-31 | 2024 | MISO | WI | 42.7231 | -90.6972 | 3.8491 | PV | c-Si | 256 | 200 | 1.28 | Tracking | Single Axis |  | 180 | [8 empty] | 56.03 | 37.03 | Investor-owned Utility
65678 | Appaloosa Solar I | 2024-01-31 | 2024 | West (non-ISO) | UT | 37.8402 | -113.136 | 5.2485 | PV | c-Si |  | 200 |  | Tracking | Single Axis |  | 179 | [10 empty] | Investor-owned Utility | 20.7978
66888 | OE_ESCL | 2024-06-30 | 2024 | West (non-ISO) | NM | 35.4177 | -108.0957 | 5.3916 | PV | c-Si |  | 200 |  | Tracking | Single Axis |  | 180 | [8 empty] | 43.7 | 26.16 | Public Utilities | 23.4523
65660 | Texas Solar Nova 2 | 2024-02-28 | 2024 | ERCOT | TX | 33.3206 | -100.982 | 5.2113 | PV | c-Si |  | 200 |  | Tracking | Single Axis |  | 179 | [8 empty] | 49.1 | 31.55 | Corporate
66859 | Orion I Solar Project | 2024-08-31 | 2024 | ERCOT | TX | 30.9965 | -97.0015 | 4.73 | PV | Thin-Film | 260 | 200 | 1.3 | Tracking | Single Axis |  | 181 | [8 empty] | 52.62 | 34.59 | Corporate
66262 | Rowland Solar II | 2024-07-30 | 2024 | ERCOT | TX | 29.39 | -95.78 | 4.6468 | PV | c-Si | 271 | 200 | 1.355 | Tracking | Single Axis | Tracking | 180 | [8 empty] | 59.17 | 38.41 | Unknown
64258 | AP Sunray LLC | 2024-08-31 | 2024 | ERCOT | TX | 29.2919 | -99.6124 | 4.8602 | PV | c-Si | 270 | 200 | 1.35 | Tracking | Single Axis | Tracking | 180 | [8 empty] | 50.76 | 33.22 | Unknown
56224 | TS Power Plant | 2024-09-30 | 2024 | West (non-ISO) | NV | 40.7461 | -116.53 | 4.9514 | PV | c-Si |  | 200 |  | Tracking | Single Axis | Tracking | 195 | [10 empty] | Corporate
67047 | Decatur Solar | 2024-11-30 | 2024 | Southeast (non-ISO) | GA | 30.8605 | -84.4501 | 4.7716 | PV | c-Si | 293.25 | 200 | 1.4663 | Tracking | Single Axis |  | 180 | [8 empty] | 41.11 | 25.29 | Monopoly Investor-owned Utility
67799 | Brittlebush Solar | 2024-11-30 | 2024 | West (non-ISO) | AZ | 32.9258 | -111.491 | 5.8121 | PV | c-Si | 282.6 | 200 | 1.413 | Tracking | Single Axis |  | 180 | [8 empty] | 48.99 | 33.17 | Public Utilities
65967 | Paris Solar | 2024-12-31 | 2024 | MISO | WI | 42.6575 | -88.0205 | 3.8358 | PV | c-Si | 259 | 200 | 1.295 | Tracking | Single Axis |  | 181 | [8 empty] | 77.5 | 48.82 | Investor-owned Utility
68644 | Huck Finn Renewable Energy Center | 2024-12-31 | 2024 | MISO | MO | 39.314 | -91.543 | 4.1786 | PV | c-Si | 270.56 | 200 | 1.3528 | Tracking | Single Axis |  | 180 | [8 empty] | 63.71 | 47.12 | Investor-owned Utility
65663 | Sandrini Solar 200 | 2024-12-31 | 2024 | CAISO | CA | 35.1026 | -119.054 | 5.402 | PV | c-Si |  | 200 |  | Tracking | Single Axis | Tracking | 180 | [8 empty] | 45.98 | 28.43 | Corporate
67285 | Sun Streams 3 | 2024-06-30 | 2024 | West (non-ISO) | AZ | 33.3317 | -112.812 | 5.8518 | PV | Thin-Film | 285.05 | 215 | 1.3258 | Tracking | Single Axis |  | 180 |  | LIB | AC | 2024 | 215 | 860 |  |  | 43.5 | 27.69 | Monopoly Investor-owned Utility
67909 | Sherco Solar I | 2024-10-31 | 2024 | MISO | MN | 45.4072 | -93.9365 | 3.7816 | PV | c-Si | 264.6 | 222.9 | 1.1871 | Tracking | Single Axis |  | 180 | [8 empty] | 62.84 | 40.28 | Investor-owned Utility
66801 | Fence Post Solar Hybrid Project, LLC | 2024-09-30 | 2024 | ERCOT | TX | 32.0824 | -96.2307 | 4.7051 | PV | c-Si | 300 | 236 | 1.2712 | Tracking | Single Axis |  | 181 |  | LIB |  | 2024 | 72 | 115 |  |  | 57.91 | 37.34 | Corporate
65998 | True North Solar, LLC | 2024-12-31 | 2024 | ERCOT | TX | 31.4713 | -96.7975 | 4.7091 | PV | c-Si | 321.42 | 240 | 1.3393 | Tracking | Single Axis |  | 182 | [8 empty] | 54.75 | 35.93 | Corporate
65937 | Porter Solar, LLC (TX) | 2024-10-31 | 2024 | ERCOT | TX | 33.3105 | -97.3698 | 4.7758 | PV | c-Si | 305 | 245 | 1.2449 | Tracking | Single Axis |  | 180 | [8 empty] | 47.2 | 29.65 | Corporate
63840 | Sparta Solar | 2024-04-30 | 2024 | ERCOT | TX | 28.6553 | -98.0014 | 4.812 | PV | c-Si | 330 | 250 | 1.32 | Tracking | Single Axis | Tracking | 180 | [8 empty] | 44.36 | 26.82 | Corporate
66821 | Orion III Solar Project | 2024-08-31 | 2024 | ERCOT | TX | 30.9602 | -97.1245 | 4.7302 | PV | Thin-Film | 325 | 250 | 1.3 | Tracking | Single Axis | Tracking | 180 | [8 empty] | 51.11 | 35.3 | Corporate
67424 | Hopkins Energy LLC | 2024-06-30 | 2024 | ERCOT | TX | 33.2173 | -95.4621 | 4.5978 | PV | c-Si | 331.22 | 250 | 1.3249 | Tracking | Single Axis |  | 181 | [8 empty] | 49.56 | 32.02 | Unknown
67127 | SR Toombs, LLC | 2024-09-30 | 2024 | Southeast (non-ISO) | GA | 32.2946 | -82.4163 | 4.7354 | PV | Thin-Film | 345.2 | 250 | 1.3808 | Tracking | Single Axis | Tracking | 180 | [10 empty] | Public Utilities
66941 | Orion II Solar Project | 2024-09-30 | 2024 | ERCOT | TX | 31.029 | -96.9348 | 4.7105 | PV | c-Si | 317.88 | 250 | 1.2715 | Tracking | Single Axis |  | 181 | [8 empty] | 52.16 | 34.21 | Corporate
66191 | Maple Flats | 2024-11-30 | 2024 | MISO | IL | 38.7485 | -88.5469 | 4.1598 | PV | c-Si |  | 250 |  | Tracking | Single Axis |  | 180 | [8 empty] | 63.62 | 41.27 | Corporate
65744 | Arica Solar | 2024-03-31 | 2024 | CAISO | CA | 33.7205 | -115.3185 | 5.8554 | PV | c-Si | 350 | 263 | 1.3308 | Tracking | Single Axis |  | 180 |  | LIB | AC | 2024 | 136 | 544 |  |  | 41.97 | 24.42 | Public Utilities and Corporate | 19.7683
63172 | Arroyo Solar Energy Storage Hybrid | 2024-01-31 | 2024 | West (non-ISO) | NM | 35.9704 | -107.563 | 5.4628 | PV | c-Si |  | 300 |  | Tracking | Single Axis |  | 180 |  | LIB |  | 2023 | 150 | 600 |  |  | 46.63 | 29.08 | Monopoly Investor-owned Utility | 15.8647
66263 | Eleven Mile Solar Center | 2024-06-30 | 2024 | West (non-ISO) | AZ | 32.861 | -111.592 | 5.7683 | PV | Thin-Film | 403 | 300 | 1.3433 | Tracking | Single Axis |  | 180 |  | LIB | AC | 2024 | 300 | 1200 |  |  | 39.8 | 23.98 | Corporate
66637 | McFarland B Solar and Storage | 2024-12-31 | 2024 | CAISO | AZ | 32.9552 | -113.4735 | 5.8555 | PV | c-Si | 380.06 | 300 | 1.2669 | Tracking | Single Axis |  | 180 |  | LIB | DC | 2024 | 150 | 600 |  |  |  |  | Corporate
59871 | Desert Quartzite | 2024-12-31 | 2024 | CAISO | CA | 33.565 | -114.753 | 5.6801 | PV | Thin-Film | 374.9 | 300 | 1.2497 | Tracking | Single Axis |  | 180 |  | LIB | AC | 2024 | 150 | 150 |  |  |  |  | Public Utilities
62670 | Hecate Energy Highland LLC | 2024-05-31 | 2024 | PJM | OH | 39.0835 | -83.8098 | 4.036 | PV | c-Si | 395 | 300 | 1.3167 | Tracking | Single Axis |  | 180 | [8 empty] | 64.22 | 41.74 | Corporate
65030 | Oxbow Solar 1 | 2024-07-30 | 2024 | MISO | LA | 30.6679 | -91.3917 | 4.6826 | PV | Thin-Film |  | 300 |  | Tracking | Single Axis |  | 180 | [8 empty] | 55.83 | 40.01 | Corporate
67003 | Atrisco Solar LLC | 2024-10-31 | 2024 | West (non-ISO) | NM | 35.1891 | -106.861 | 5.6215 | PV | c-Si | 364 | 300 | 1.2133 | Tracking | Single Axis |  | 180 | colocated with nearby Atrisco Energy Storage - not sure whether they share same POI, has different EIA ID | LIB | AC | 2024 | 300 | 1200 |  |  | 42.01 | 26.19 | Monopoly Investor-owned Utility
63194 | Delilah Solar Energy LLC | 2024-12-31 | 2024 | ERCOT | TX | 33.2844 | -95.1636 | 4.5799 | PV | c-Si | 404.8 | 300 | 1.3493 | Tracking | Single Axis | Tracking | 180 | [8 empty] | 55.48 | 36.37 | Corporate
67006 | Greasewood II LLC | 2024-10-31 | 2024 | ERCOT | TX | 31.1041 | -102.606 | 5.5899 | PV | c-Si | 398 | 306 | 1.3007 | Tracking | Single Axis | Tracking | 180 | [8 empty] | 51.28 | 33.74 | Public Utilities
61168 | Eland Solar & Storage Center, Phase 1 Hy | 2024-11-30 | 2024 | West (non-ISO) | CA | 35.2237 | -117.977 | 5.8586 | PV | c-Si | 384 | 309.6 | 1.2403 | Tracking | Single Axis |  | 180 |  | LIB | AC | 2024 | 150 | 600 |  |  | 48.39 | 30.84 | Public Utilities | 15.9055
65645 | Lumina Solar Project | 2024-01-31 | 2024 | ERCOT | TX | 32.9135 | -100.9908 | 5.2632 | PV | Thin-Film | 415.2 | 320 | 1.2975 | Tracking | Single Axis | Tracking | 178 | [10 empty] | Unknown
65644 | Lumina II Solar Project | 2024-01-31 | 2024 | ERCOT | TX | 32.882 | -100.751 | 5.2236 | PV | Thin-Film | 412.9 | 321 | 1.2863 | Tracking | Single Axis |  | 178 | [10 empty] | Unknown
64660 | AEUG Union Solar, LLC | 2024-11-30 | 2024 | PJM | OH | 40.4375 | -83.4835 | 3.8908 | PV | c-Si | 407 | 325 | 1.2523 | Tracking | Single Axis |  | 180 | [8 empty] | 56.63 | 40.81 | Corporate
66157 | Red Tailed Hawk Solar LLC | 2024-09-30 | 2024 | ERCOT | TX | 29.166 | -96.136 | 4.6528 | PV | c-Si | 458 | 350 | 1.3086 | Tracking | Single Axis |  | 180 | [8 empty] | 48.03 | 30.49 | Unknown
68065 | Chillingham Solar | 2024-12-31 | 2024 | ERCOT | TX | 31.0085 | -97.2789 | 4.7367 | PV | c-Si | 456 | 350 | 1.3029 | Tracking | Single Axis | Tracking | 180 | [8 empty] | 47.21 | 31.39 | Unknown
65762 | Waco Solar | 2024-03-31 | 2024 | ERCOT | TX | 31.7104 | -96.8187 | 4.724 | PV | c-Si | 544.54 | 400 | 1.3613 | Tracking | Single Axis |  | 183 | [8 empty] | 43.21 | 25.67 | Investor-owned Utility
65957 | Mammoth North Solar | 2024-10-31 | 2024 | PJM | IN | 41.1983 | -86.6245 | 3.8827 | PV | c-Si | 482 | 400 | 1.205 | Tracking | Single Axis |  | 180 | [8 empty] | 55.7 | 39.89 | Investor-owned Utility
64133 | Old 300 Solar Center, LLC | 2024-10-31 | 2024 | ERCOT | TX | 29.3336 | -95.8254 | 4.6512 | PV | c-Si | 539.61 | 430 | 1.2549 | Tracking | Single Axis |  | 181 | [8 empty] | 42.29 | 24.75 | Corporate
64347 | Mockingbird Solar Center | 2024-10-31 | 2024 | ERCOT | TX | 33.3917 | -95.4252 | 4.573 | PV | Thin-Film | 572 | 471 | 1.2144 | Tracking | Single Axis | Tracking | 180 | [8 empty] | 43.09 | 25.54 | Corporate
64233 | Hecate Energy Frye Solar LLC | 2024-06-30 | 2024 | ERCOT | TX | 34.4067 | -101.597 | 5.2779 | PV | c-Si | 631.98 | 500 | 1.264 | Tracking | Single Axis |  | 180 | [8 empty] | 43.19 | 25.65 | Corporate
66624 | Double Back Diamond | 2024-11-30 | 2024 | MISO | IL | 39.5373 | -89.8098 | 4.1603 | PV | Thin-Film | 788.2 | 592.8 | 1.3296 | Tracking | Single Axis | Tracking | 180 | [8 empty] | 71.37 | 45.65 | Non-IOU Retailer
63352 | Gemini Solar | 2024-03-31 | 2024 | West (non-ISO) | NV | 36.4678 | -114.806 | 5.5024 | PV | c-Si | 966.8 | 690 | 1.4012 | Tracking | Single Axis | Tracking | 180 |  | LIB | DC | 2024 | 380 | 380 |  |  |  |  | Investor-owned Utility
Note on AA1: For hybrids, this LCOE is for the PV portion only.
Note on AB1: For hybrids, this LCOE is for the PV portion only.
Note on AD1: For hybrids, this price is for the PV portion only.