## Introduction
Data for Operating and Proposed
Hybrid Power Plants
Through 2024
Will Gorman, Joseph Rand, Anna Cheyette,
Joachim Seel, Seongeun Jeong, Ryan Wiser
Lawrence Berkeley National Laboratory
October 2025
For the additional details, historical reports, and interactive data visualization tools, see:
https://emp.lbl.gov/hybrid
Contact: Will Gorman (wgorman@lbl.gov)
Image source: Google Gemini
Disclaimer
This document was prepared as an account of work sponsored by the United States Government. While this document is believed to contain correct information, neither the United States Government nor any agency thereof, nor The Regents of the University of California, nor any of their employees, makes any warranty, express or implied, or assumes any legal responsibility for the accuracy, completeness, or usefulness of any information, apparatus, product, or process disclosed, or represents that its use would not infringe privately owned rights. Reference herein to any specific commercial product, process, or service by its trade name, trademark, manufacturer, or otherwise, does not necessarily constitute or imply its endorsement, recommendation, or favoring by the United States Government or any agency thereof, or The Regents of the University of California. The views and opinions of authors expressed herein do not necessarily state or reflect those of the United States Government or any agency thereof, or The Regents of the University of California.
Ernest Orlando Lawrence Berkeley National Laboratory is an equal opportunity employer.
Copyright Notice
This dataset has been authored by an author at Lawrence Berkeley National Laboratory under Contract No. DE-AC02-05CH11231 with the U.S. Department of Energy. The U.S. Government retains, and the publisher, by accepting the article for publication, acknowledges, that the U.S. Government retains a non-exclusive, paid-up, irrevocable, worldwide license to publish or reproduce the published form of this dataset, or allow others to do so, for U.S. Government purposes.

## Contents
Tab Title & Link | Description | Category
01. Operating Plants | Complete, cleaned, project-level dataset of operational hybrids | Full dataset
02. PPA Sample | Cleaning project-level dataset of solar+storage hybrid PPAs | Full dataset
03. Hybrids in Queues | Complete, cleaned, project-level dataset of interconnection requests | Full dataset
04. Queues Codebook | Codebook (data dictionary) for complete request-level dataset | Full dataset
05. Operational Data + Methods | Describe the source of key data and method of analysis for operational hybrids | Operating Hybrid Capacity
06. Operating Capacity | Number and capacity of currently operating hybrid plants through 2024 | Operating Hybrid Capacity
07. Operating Capacity by Year | Capacity of currently operating hybrid plants overtime | Operating Hybrid Capacity
08. Capacity by Region | Capacity of currently operating hybrid plants by region | Operating Hybrid Capacity
09. Storage Capacity by Year | Capacity of hybrid and standalone storage capacity overtime | Operating Hybrid Capacity
10. Storage Characteristics | Storage duration and storage to generation ratios of hybrid and standalone storage power plants | Operating Hybrid Capacity
11. Storage Use-Cases | Self identified use-cases for hybrid and standalone storage overtime and by primary use-case | Operating Hybrid Capacity
12. Hybrid Case-Studies | Operational data for two hybrid power plants overtime (monthly intervals) | Operating Hybrid Capacity
13. Storage Efficiency | Efficiency rates for hybrid and standalone storage units overtime | Operating Hybrid Capacity
14. PV+Storage Characteristics | AC/DC coupling for PV+storage plants and regional characteristic trends | Operating Hybrid Capacity
15. PV+Storage CapEx | Solar, storage capex adder, and solar+storage total CapEx data | Solar+Storage Costs
16. PV+Storage LCOE | Solar, storage LCOE adder, and solar+storage total LCOE data, total LCOE by region | Solar+Storage Costs
17. PPA Time Trends | Solar+storage PPA agreement prices overtime | Solar+Storage Costs
18. Storage PPA Adder | For a subset of the sample, the portion of the PPA corresponding to the storage component | Solar+Storage Costs
19. Queue Background + Methods | General description of interconnection queues, process, and data | Hybrid Proposals In Queue
20. Balancing Areas | List and map of balancing areas (ISO/RTOs and Utilities) included in data sample | Hybrid Proposals In Queue
21. Active Capacity by Type | Cumulative active capacity in queues, 2014-2024 by generator type | Hybrid Proposals In Queue
22. Hybrid Queue Capacity | Breakdown of standalone vs. hybrid plant configurations in queues, and over time | Hybrid Proposals In Queue
23. Hybrids by Region | Cumulative active capacity in queues by region and hybrid type | Hybrid Proposals In Queue
24. Hybrids Queue Status | Hybrid capacity by online proposal date and by status within queue process | Hybrid Proposals In Queue
25. Hybrid Characteristics | POI limits and generator:storage ratio for hybrid capacity in the queues | Hybrid Proposals In Queue

## 01. Operating Plants
RETURN TO CONTENTS
State | EIA Plant name | EIA Plant ID | Total Capacity, Generators and Storage (MW) | Region | Latitude | Longitude | Final Type | Type | Duration (Hrs) | Storage:Generation Ratio (%) | Generator 1 Capacity (MW) | Generator 2 Capacity (MW) | Generator 3 Capacity (MW) | Storage Capacity (MW) | Nameplate Storage Energy Capacity (MWh) | Battery Online Date | Generator 1 Online Date | Coupling | Total Number of Uses for Battery | Arbitrage | Frequency Regulation | Load Following | Ramping / Spinning Reserve | Co-Located Renewable Firming | Transmission and Distribution Deferral | System Peak Shaving | Load Management | Voltage or Reactive Power Support | Backup Power | Excess Wind and Solar Generation
CA | El Centro Hybrid | 389 | 388.3 | West (non-ISO) | 32.8022 | -115.54 | Fossil+Storage | Fossil+Storage | 0.66667 | 8.373% | 358.3 | n/a | n/a | 30 | 20 | 2016-10-01 | 1952-08-01 | unknown | 4 | 0 | Y | PR | Y | 0 |  |  |  | Y
CA | University of California San Diego Hybrid | 57584 | 35.5 | CAISO | 32.8747 | -117.2392 | Fossil+Storage | Fossil+Storage | 2 | 7.576% | 33 | n/a | n/a | 2.5 | 5 | 2015-12-01 | 2001-07-01 | unknown | 3 |  |  | Y |  |  |  | PR | Y
MA | Cleary Flood Hybrid | 1682 | 121 | ISO-NE | 41.8653 | -71.1061 | Fossil+Storage | Fossil+Storage | 2 | 2.542% | 118 | n/a | n/a | 3 | 6 | 2020-03-01 | 1975-12-01 | unknown | 1 | 0 | [5 empty] | PR | 0
CA | Dynegy Moss Landing Power Plant Hybrid | 260 | 2148 | CAISO | 36.8048 | -121.7822 | Fossil+Storage | Fossil+Storage | 4 | 53.65% | 1398 | n/a | n/a | 750 | 3000 | 2021-05-01 | 2002-07-01 | unknown | 2 | Y | PR
CA | Grapeland Hybrid | 56472 | 59.8 | CAISO | 34.0903 | -117.5343 | Fossil+Storage | Fossil+Storage | 1 | 20.08% | 49.8 | n/a | n/a | 10 | 10 | 2016-12-01 | 2007-09-01 | AC | 2 | 0 | Y |  | PR | 0 | 0
CA | Center Hybrid | 56475 | 59.8 | CAISO | 33.9296 | -118.1046 | Fossil+Storage | Fossil+Storage | 1 | 20.08% | 49.8 | n/a | n/a | 10 | 10 | 2016-12-01 | 2007-09-01 | AC | 2 | 0 | Y |  | PR | 0 | 0
CA | Biola University Hybrid | 54296 | 4.3 | CAISO | 33.907 | -118.0131 | Fossil+Storage | Fossil+Storage | 1.6667 | 7.5% | 4 | n/a | n/a | 0.3 | 0.5 | 2018-02-01 | 2002-09-01 | unknown | 1 | [6 empty] | PR
AL | McIntosh (AL) | 7063 | 786 | Southeast (non-ISO) | 31.2546 | -88.0299 | Fossil+Storage | Fossil+Storage | 1 | 16.27% | 676 | n/a | n/a | 110 | 110 | 1991-06-01 | 1991-06-01 | unknown | 4 |  |  | Y |  |  |  | Y | Y | Y
CA | Stanton Energy Reliability Center Hybrid | 60698 | 161 | CAISO | 33.8068 | -117.9858 | Fossil+Storage | Fossil+Storage | 0.45 | 14.18% | 141 | n/a | n/a | 20 | 9 | 2020-08-01 | 2020-07-01 | AC | 3 |  | PR | Y | Y
AZ | Pima Energy Storage System | 124 | 95 | West (non-ISO) | 32.2516 | -110.9913 | Fossil+Storage | Fossil+Storage | 1 | 11.76% | 85 | n/a | n/a | 10 | 10 | 2017-01-01 | 2001-06-01 | unknown | 1 | 0 | PR | 0 | 0 | 0 | 0 | 0 | 0 | 0 | 0 | 0
CA | Mira Loma Energy Storage Facility | 56473 | 69.8 | CAISO | 34.0061 | -117.5609 | Fossil+Storage | Fossil+Storage | 4 | 40.16% | 49.8 | n/a | n/a | 20 | 80 | 2016-12-01 | 2007-09-01 | unknown | 8 | Y | Y | Y | Y |  | Y | PR | Y | Y
TX | DeCordova Steam Electric Station | 8063 | 626.7 | ERCOT | 32.4031 | -97.7006 | Fossil+Storage | Fossil+Storage | 0.97733 | 75.25% | 357.6 | n/a | n/a | 269.1 | 263 | 2022-07-01 | 1990-03-01 | unknown | 3 |  | Y | PR | Y
AK | Soldotna | 57206 | 96.5 | Alaska | 60.4994 | -150.9972 | Fossil+Storage | Fossil+Storage | 2 | 93% | 50 | n/a | n/a | 46.5 | 93 | 2022-01-01 | 2014-04-01 | unknown | 3 |  | PR |  | Y |  |  |  | Y
CA | Hoag Hospital Cogen Plant | 58223 | 5.5 | CAISO | 33.6228 | -117.9364 | Fossil+Storage | Fossil+Storage | 4.2 | 22.22% | 4.5 | n/a | n/a | 1 | 4.2 | 2020-01-01 | 2006-07-01 | unknown | 1 | 0 | 0 | 0 | 0 | 0 | 0 | PR | 0 | 0 | 0 | 0
MA | Central Heating Plant | 68493 | 20.4 | ISO-NE | 42.3901 | -72.5371 | Fossil+Storage | Fossil+Storage | 1 | 19.3% | 17.1 | n/a | n/a | 3.3 | 3.3 | 2019-01-01 | 2007-10-01 | unknown | 4 | PR | [5 empty] | Y | Y |  | Y
IN | Harding Street | 990 | 1064.7 | MISO | 39.7113 | -86.1969 | Fossil+Storage | Fossil+Storage | 1 | 1.914% | 1044.7 | n/a | n/a | 20 | 20 | 2016-06-01 | 1958-06-01 | unknown | 1 | 0 | PR | 0 | 0 | 0 | 0 | 0 | 0 | 0 | 0 | 0
CA | Pebbly Beach Generating Station Hybrid | 6704 | 12.7 | CAISO | 33.3331 | -118.3103 | Fossil+Storage | Fossil+Storage | 6.8 | 8.547% | 11.7 | n/a | n/a | 1 | 6.8 | 2012-08-01 | 1958-07-01 | unknown | 4 |  |  |  | Y |  |  | PR | Y | Y
HI | Palaau Power Hybrid | 792 | 17.1 | Hawaii | 21.106 | -157.0647 | Fossil+Storage | Fossil+Storage | 1 | 13.25% | 15.1 | n/a | n/a | 2 | 2 | 2017-05-01 | 1982-04-01 | unknown | 2 |  | PR |  | Y
ME | William F Wyman Hybrid | 1507 | 862.7 | ISO-NE | 43.7508 | -70.1567 | Fossil+Storage | Fossil+Storage | 0.65269 | 1.974% | 846 | n/a | n/a | 16.7 | 10.9 | 2016-12-01 | 1957-01-01 | unknown | 1 |  | PR
NC | Ocracoke Hybrid | 6377 | 4 | PJM | 35.1094 | -75.9797 | Fossil+Storage | Fossil+Storage | 1 | 33.33% | 3 | n/a | n/a | 1 | 1 | 2017-01-01 | 1991-04-01 | unknown | 2 | Y | [6 empty] | PR
NY | Lincoln Medical and Mental Health Center | 64291 | 7 | NYISO | 40.817 | -73.9241 | Fossil+Storage | Fossil+Storage | 1 | 75% | 4 | n/a | n/a | 3 | 3 | 1970-06-01 | 1970-01-01 | unknown | 1 | 0 | 0 | 0 | 0 | 0 | 0 | 0 | 0 | 0 | PR | 0
MA | Nantucket Hybrid | 1615 | 22.4 | ISO-NE | 41.2583 | -70.0517 | Fossil+Storage | Fossil+Storage | 8 | 36.59% | 16.4 | n/a | n/a | 6 | 48 | 2019-07-01 | 2019-08-01 | unknown | 2 | [5 empty] | Y |  |  |  | PR
GA | Tech Square Microgrid | 63775 | 1.4 | Southeast (non-ISO) | 33.7756 | -84.3899 | Fossil+Storage | Fossil+Storage | 2 | 16.67% | 1.2 | n/a | n/a | 0.2 | 0.4 | 2020-10-01 | 2020-10-01 | unknown | 1 | [9 empty] | PR
MA | Boston Medical Center CHP Plant | 61186 | 3 | ISO-NE | 42.3347 | -71.0742 | Fossil+Storage | Fossil+Storage | 1.1 | 50% | 2 | n/a | n/a | 1 | 1.1 | 2023-04-01 | 2017-04-01 | unknown | 3 | [6 empty] | PR |  | Y | Y
CA | Silicon Valley Clean Water | 60249 | 2.2 | CAISO | 37.5426 | -122.2311 | Other | Biomass+Storage | 2 | 83.33% | 1.2 | n/a | n/a | 1 | 2 | 2020-11-01 | 2015-03-01 | unknown | 1 | 0 | 0 | 0 | 0 | 0 | 0 | PR | 0 | 0 | 0 | 0
ME | Great Lakes Hydro America - ME | 54134 | 158 | ISO-NE | 45.6472 | -68.7044 | Other | Hydro+Storage | 1 | 14.49% | 138 | n/a | n/a | 20 | 20 | 2020-12-01 | 1917-07-01 | unknown | 5 | PR | Y | Y | Y |  |  |  |  | Y
ME | Bonny Eagle | 1482 | 15.2 | ISO-NE | 43.6877 | -70.6116 | Other | Hydro+Storage | 2 | 111.1% | 7.2 | n/a | n/a | 8 | 16 | 2023-04-01 | 1910-01-01 | unknown | 4 | PR | Y | Y | 0 |  |  |  |  | Y
ME | Rumford Falls Hydro Facility | 10493 | 52.5 | ISO-NE | 44.5486 | -70.6283 | Other | Hydro+Storage | 2 | 17.98% | 44.5 | n/a | n/a | 8 | 16 | 2023-05-01 | 1918-01-01 | unknown | 5 | PR | Y | Y | Y |  |  |  |  | Y
NH | Berlin Gorham | 54639 | 44.3 | ISO-NE | 44.3889 | -71.1645 | Other | Hydro+Storage | 1 | 46.2% | 30.3 | n/a | n/a | 14 | 14 | 2023-12-01 | 1914-01-01 | unknown | 5 | PR | Y | Y | Y |  |  |  |  | Y
CA | City of Hayward WWTP | 58525 | 2.7 | CAISO | 37.6335 | -122.1397 | Other | Biomass+PV | n/a | n/a | 1.1 | 1.6 | n/a | n/a | n/a | n/a | 2014-12-01 |  | 0
MD | Back River Waste Water Treatment | 59026 | 3 | PJM | 39.2997 | -76.4942 | Other | Biomass+PV | n/a | n/a | 2.2 | 0.8 | n/a | n/a | n/a | n/a | 2009-01-01 |  | 0
HI | H Power | 10334 | 100.2 | Hawaii | 21.3 | -158.0986 | Other | Biomass+PV | n/a | n/a | 97.3 | 2.9 | n/a | n/a | n/a | n/a | 1989-11-01 |  | 0
NC | White Street Renewables | 60364 | 5 | Southeast (non-ISO) | 36.1045 | -79.7236 | Other | Biomass+PV | n/a | n/a | 1.6 | 3.4 | n/a | n/a | n/a | n/a | 2019-06-01 |  | 0
MN | Flint Hills Resources Pine Bend, LLC | 65405 | 118.4 | MISO | 44.4548 | -93.0212 | Fossil+PV | Fossil+PV | n/a | n/a | 73.4 | 45 | n/a | n/a | n/a | n/a | 2019-05-01 |  | 0
VA | Philip Morris | 50275 | 15 | PJM | 37.3418 | -77.287 | Fossil+PV | Fossil+PV | n/a | n/a | 13 | 2 | n/a | n/a | n/a | n/a | 1983-09-01 |  | 0
TX | Montana Solar Facility | 58562 | 530.2 | West (non-ISO) | 31.8131 | -106.2189 | Fossil+PV | Fossil+PV | n/a | n/a | 527.2 | 3 | n/a | n/a | n/a | n/a | 2015-03-01 |  | 0
AZ | Agua Fria | 141 | 737.5 | West (non-ISO) | 33.5561 | -112.2153 | Fossil+Storage | Fossil+Storage | 4 | 3.509% | 712.3 | 0.2 | n/a | 25 | 100 | 2021-09-01 | 1957-04-01 | unknown | 2 | PR | [5 empty] | Y
FL | Suwannee Solar Facility | 638 | 206.5 | Southeast (non-ISO) | 30.3763 | -83.1741 | Fossil+PV | Fossil+PV | n/a | n/a | 197.7 | 8.8 | n/a | n/a | n/a | n/a | 1980-10-01 |  | 0
VA | Remington Solar Facility | 7838 | 725.5 | PJM | 38.5483 | -77.7764 | Fossil+PV | Fossil+PV | n/a | n/a | 705.5 | 20 | n/a | n/a | n/a | n/a | 2000-06-01 |  | 0
CA | Fresno Solar | 10156 | 89.8 | CAISO | 36.6168 | -120.1051 | Other | Fossil+PV+Storage | 1 | 21.68% | 70.8 | 3 | n/a | 16 | 16 | 2023-03-01 | 2001-08-01 | AC | 2 |  |  | Y | PR
WI | West Riverside Energy Center | 64020 | 727.6 | MISO | 42.5821 | -89.0412 | Fossil+PV | Fossil+PV | n/a | n/a | 723.2 | 4.4 | n/a | n/a | n/a | n/a | 2020-05-01 |  | 0
NJ | Pennsauken Solar | 56511 | 4.8 | PJM | 39.9894 | -75.04 | Fossil+PV | Fossil+PV | n/a | n/a | 0.9 | 3.9 | n/a | n/a | n/a | n/a | 2004-12-01 |  | 0
CA | Apple Campus 2 PV | 59557 | 18.4 | CAISO | 37.33 | -122.01 | Fossil+PV | Fossil+PV | n/a | n/a | 4 | 14.4 | n/a | n/a | n/a | n/a | 2017-06-01 |  | 0
IL | North Ninth Street | 960 | 17.4 | PJM | 41.9093 | -89.0498 | Fossil+PV | Fossil+PV | n/a | n/a | 17.1 | 0.3 | n/a | n/a | n/a | n/a | 1940-10-01 |  | 0
FL | Debary Solar Power Plant | 6046 | 822.5 | Southeast (non-ISO) | 28.8995 | -81.3309 | Fossil+PV | Fossil+PV | n/a | n/a | 748 | 74.5 | n/a | n/a | n/a | n/a | 1975-12-01 |  | 0
MA | Stony Brook | 6081 | 541.5 | ISO-NE | 42.1978 | -72.5106 | Fossil+PV | Fossil+PV | n/a | n/a | 534.6 | 6.9 | n/a | n/a | n/a | n/a | 1981-11-01 |  | 0
KY | E W Brown | 1355 | 1457.6 | Southeast (non-ISO) | 37.7883 | -84.7126 | Fossil+PV | Fossil+PV | n/a | n/a | 1444.6 | 13 | n/a | n/a | n/a | n/a | 1971-07-01 |  | 0
NE | Lon Wright | 2240 | 172.3 | SPP | 41.4281 | -96.4623 | Fossil+PV | Fossil+PV | n/a | n/a | 170 | 2.3 | n/a | n/a | n/a | n/a | 1957-08-01 |  | 0
UT | Bonanza | 2240 | 182.5 | West (non-ISO) | 40.0864 | -109.2844 | Fossil+PV | Fossil+PV | n/a | n/a | 170 | 12.5 | n/a | n/a | n/a | n/a | 1957-08-01 |  | 0
OH | Yankee Street | 2854 | 126.6 | PJM | 39.603 | -84.2047 | Fossil+PV | Fossil+PV | n/a | n/a | 125.5 | 1.1 | n/a | n/a | n/a | n/a | 1969-07-01 |  | 0
OK | Mustang | 2953 | 464.5 | SPP | 35.4699 | -97.675 | Fossil+PV | Fossil+PV | n/a | n/a | 462 | 2.5 | n/a | n/a | n/a | n/a | 2017-09-01 |  | 0
MO | Greenwood (MO) | 6074 | 287.8 | SPP | 38.8615 | -94.2982 | Fossil+PV | Fossil+PV | n/a | n/a | 284.8 | 3 | n/a | n/a | n/a | n/a | 1975-05-01 |  | 0
AZ | Springerville | 8223 | 1779.2 | West (non-ISO) | 34.3186 | -109.1639 | Fossil+PV | Fossil+PV | n/a | n/a | 1765.8 | 13.4 | n/a | n/a | n/a | n/a | 1985-06-01 |  | 0
NJ | Merck Rahway Power Plant | 10224 | 20.8 | PJM | 40.6156 | -74.2653 | Fossil+PV | Fossil+PV | n/a | n/a | 20.3 | 0.5 | n/a | n/a | n/a | n/a | 1977-01-01 |  | 0
CA | San Diego State University | 50061 | 15.1 | CAISO | 32.7782 | -117.0701 | Fossil+PV | Fossil+PV | n/a | n/a | 14.3 | 0.8 | n/a | n/a | n/a | n/a | 2002-09-01 |  | 0
NJ | Bayville Central Facility | 54569 | 7.1 | PJM | 39.9094 | -74.178 | Fossil+PV | Fossil+PV | n/a | n/a | 6.9 | 0.2 | n/a | n/a | n/a | n/a | 1988-09-01 |  | 0
NV | Western 102 Power Plant | 56500 | 118.6 | West (non-ISO) | 39.5603 | -119.5108 | Fossil+PV | Fossil+PV | n/a | n/a | 117.6 | 1 | n/a | n/a | n/a | n/a | 2005-12-01 |  | 0
CA | Broadridge Cogen | 57580 | 5.2 | CAISO | 38.6183 | -121.0564 | Fossil+PV | Fossil+PV | n/a | n/a | 4.2 | 1 | n/a | n/a | n/a | n/a | 2008-05-01 |  | 0
CA | Irwindale Brew Yard, LLC | 58056 | 13.4 | CAISO | 34.1217 | -117.9383 | Fossil+PV | Fossil+PV | n/a | n/a | 10.9 | 2.5 | n/a | n/a | n/a | n/a | 2002-02-01 |  | 0
CA | CSUF Trigeneration | 58169 | 8.9 | CAISO | 33.8806 | -117.8866 | Fossil+PV | Fossil+PV | n/a | n/a | 4.6 | 4.3 | n/a | n/a | n/a | n/a | 2010-10-01 |  | 0
NJ | Princeton University Cogeneration | 58584 | 32.1 | PJM | 40.3414 | -74.6572 | Fossil+PV | Fossil+PV | n/a | n/a | 15.5 | 16.6 | n/a | n/a | n/a | n/a | 1996-10-01 |  | 0
MA | Framingham State University Plant | 59717 | 3.2 | ISO-NE | 42.2979 | -71.4361 | Fossil+PV | Fossil+PV | n/a | n/a | 2.2 | 1 | n/a | n/a | n/a | n/a | 2003-06-01 |  | 0
CT | UI RCP Bridgeport Seaside | 60054 | 5 | ISO-NE | 41.1576 | -73.2081 | Fossil+PV | Fossil+PV | n/a | n/a | 2.8 | 2.2 | n/a | n/a | n/a | n/a | 2015-11-01 |  | 0
CA | City of Tulare Water Facility | 59395 | 9.2 | CAISO | 36.185 | -119.375 | Fossil+PV | Fossil+PV | n/a | n/a | 5.8 | 3.4 | n/a | n/a | n/a | n/a | 2018-05-01 |  | 0
CT | Sikorsky Aircraft CHP | 61703 | 9.9 | ISO-NE | 41.25 | -73.0987 | Fossil+PV | Fossil+PV | n/a | n/a | 9.8 | 0.1 | n/a | n/a | n/a | n/a | 2011-05-01 |  | 0
CT | IKEA New Haven Rooftop PV & Fuel Cell | 61820 | 1.1 | ISO-NE | 41.2957 | -72.92 | Fossil+PV | Fossil+PV | n/a | n/a | 0.3 | 0.8 | n/a | n/a | n/a | n/a | 2016-12-01 |  | 0
NJ | Princeton Energy Center, LLC | 61822 | 10.8 | PJM | 40.3398 | -74.6239 | Fossil+PV | Fossil+PV | n/a | n/a | 10.6 | 0.2 | n/a | n/a | n/a | n/a | 2012-10-01 |  | 0
WI | Epic Verona | 62676 | 46.4 | MISO | 42.9968 | -89.5687 | Fossil+PV | Fossil+PV | n/a | n/a | 43.7 | 2.7 | n/a | n/a | n/a | n/a | 2009-06-01 |  | 0
MA | Shrewsbury Solar | 6125 | 16.5 | ISO-NE | 42.2661 | -71.6958 | Fossil+PV | Fossil+PV | n/a | n/a | 14 | 2.5 | n/a | n/a | n/a | n/a | 1969-11-01 |  | 0
FL | Lockheed Martin Solar | 61694 | 3.9 | Southeast (non-ISO) | 28.5394 | -81.2164 | Fossil+PV | Fossil+PV | n/a | n/a | 2 | 1.9 | n/a | n/a | n/a | n/a | 1998-10-01 |  | 0
CA | Santa Rita Jail Hybrid | 58625 | 2.9 | CAISO | 37.7192 | -121.8869 | Fossil+PV | Fossil+PV | n/a | n/a | 1.4 | 1.5 | n/a | n/a | n/a | n/a | 2017-01-01 |  | 0
NV | TS Power Plant | 56224 | 442 | West (non-ISO) | 40.7461 | -116.5297 | Fossil+PV | Fossil+PV | n/a | n/a | 242 | 200 | n/a | n/a | n/a | n/a | 2008-06-01 |  | 0
SC | BMW Manufacturing Co | 58173 | 11.1 | Southeast (non-ISO) | 34.8942 | -82.1783 | Fossil+PV | Fossil+PV | n/a | n/a | 11 | 0.1 | n/a | n/a | n/a | n/a | 2009-06-01 |  | 0
NY | Regeneron Pharmaceuticals Inc. | 62423 | 22.2 | NYISO | 41.0787 | -73.8223 | Fossil+PV | Fossil+PV | n/a | n/a | 20.8 | 1.4 | n/a | n/a | n/a | n/a | 2009-08-01 |  | 0
IA | Marshalltown Generating Station | 58236 | 708.8 | MISO | 42.0433 | -92.8728 | Other | Fossil+PV+Storage | 2 | 0.04234% | 705.9 | 2.6 | n/a | 0.3 | 0.6 | 2020-10-01 | 2017-04-01 | AC | 3 |  |  |  |  | Y |  |  | PR |  |  | Y
NC | Butler-Warner Generation Plant | 1016 | 304.9 | Southeast (non-ISO) | 35.0986 | -78.8294 | Other | Fossil+PV+Storage | 1 | 0.1643% | 303.4 | 1 | n/a | 0.5 | 0.5 | 2019-09-01 | 1976-07-01 | unknown | 2 | [5 empty] | Y |  | PR
CA | Sierra Nevada Brewing Co Hybrid | 58585 | 4.2 | CAISO | 39.7242 | -121.8153 | Other | Fossil+PV+Storage | 2 | 13.51% | 2 | 1.7 | n/a | 0.5 | 1 | 2017-02-01 | 2016-05-01 | unknown | 1 | 0 | 0 | 0 | 0 | 0 | 0 | PR | 0 | 0 | 0 | 0
CA | University of California Santa Cruz | 50064 | 3 | CAISO | 36.9997 | -122.0622 | Other | Fossil+PV+Storage | 1 | 50% | 4.4 | 2 | n/a | 1 | 1 | 2022-12-01 | 2015-07-01 | AC | 3 | 0 |  |  |  | Y |  | PR |  |  |  | Y
SC | MCRD Parris Island PV Hybrid | 61956 | 17 | Southeast (non-ISO) | 32.3294 | -80.6947 | Other | Fossil+PV+Storage | 2 | 30.77% | 7 | 6 | n/a | 4 | 8 | 2018-12-01 | 2019-06-01 | DC | 3 | [6 empty] | Y |  |  | Y | PR
MA | UMass Boston | 64980 | 8.1 | ISO-NE | 42.313 | -71.0364 | Other | Fossil+PV+Storage | 4.2 | 6.579% | 6.9 | 0.7 | n/a | 0.5 | 2.1 | 2021-01-01 | 1972-01-01 | AC | 3 | 0 | [5 empty] | PR | Y |  |  | Y
FL | Big Bend | 645 | 1829.4 | Southeast (non-ISO) | 27.7944 | -82.4036 | Other | Fossil+PV+Storage | 2 | 0.6935% | 1797 | 19.8 | n/a | 12.6 | 25.2 | 2017-02-01 | 1970-10-01 | AC | 3 | Y | [5 empty] | Y |  |  |  | PR
NV | Patua Acquisition Project, LLC | 58319 | 58.6 | West (non-ISO) | 39.5858 | -119.0731 | Other | Geothermal+PV | n/a | n/a | 48 | 10.6 | n/a | n/a | n/a | n/a | 2013-12-01 |  | 0
NV | Tungsten Mountain | 60785 | 74.8 | West (non-ISO) | 39.667 | -117.6937 | Other | Geothermal+PV | n/a | n/a | 62.5 | 12.3 | n/a | n/a | n/a | n/a | 2017-12-01 |  | 0
NV | Steamboat Hills LP | 50654 | 37.2 | West (non-ISO) | 39.37 | -119.7669 | Other | Geothermal+PV | n/a | n/a | 31.6 | 5.6 | n/a | n/a | n/a | n/a | 2020-06-01 |  | 0
NV | Steamboat II | 54665 | 26.1 | West (non-ISO) | 39.3956 | -119.7468 | Other | Geothermal+PV | n/a | n/a | 20.6 | 5.5 | n/a | n/a | n/a | n/a | 1992-08-01 |  | 0
NV | Steamboat III | 54666 | 26.1 | West (non-ISO) | 39.3944 | -119.7475 | Other | Geothermal+PV | n/a | n/a | 20.6 | 5.5 | n/a | n/a | n/a | n/a | 1992-10-01 |  | 0
NV | Brady | 55991 | 29.5 | West (non-ISO) | 39.796 | -119.01 | Other | Geothermal+PV | n/a | n/a | 21.5 | 8 | n/a | n/a | n/a | n/a | 2002-08-01 |  | 0
NV | Galena 2 Geothermal Power Plant | 56540 | 16.5 | West (non-ISO) | 39.3732 | -119.7645 | Other | Geothermal+PV | n/a | n/a | 13.5 | 3 | n/a | n/a | n/a | n/a | 2007-04-01 |  | 0
NV | North Valley | 63491 | 37 | West (non-ISO) | 40.3729 | -119.4625 | Other | Geothermal+PV | n/a | n/a | 31.5 | 5.5 | n/a | n/a | n/a | n/a | 2023-04-01 |  | 0
NV | Stillwater Facility | 50765 | 71.2 | West (non-ISO) | 39.5475 | -118.5556 | Other | Geothermal+PV+CSP | n/a | n/a | 47.2 | 22 | 2 | n/a | n/a | n/a | 2009-03-01 |  | 0
AL | Redstone Arsenal Hybrid | 61901 | 11 | Southeast (non-ISO) | 34.611 | -86.6116 | PV+Storage | PV+Storage | 2 | 10% | 10 | n/a | n/a | 1 | 2 | 2017-12-01 | 2017-12-01 | AC | 2 | Y |  | 0 | 0 |  |  |  | 0 | 0 |  | PR
AZ | Pinal Central Energy Center Hybrid | 61678 | 30 | West (non-ISO) | 32.8757 | -111.5511 | PV+Storage | PV+Storage | 4 | 50% | 20 | n/a | n/a | 10 | 40 | 2018-04-01 | 2018-04-01 | AC | 3 |  | PR |  |  |  |  | Y |  |  |  | Y
CA | Genentech-Oceanside Hybrid | 60231 | 6.5 | CAISO | 33.2111 | -117.2996 | PV+Storage | PV+Storage | 1 | 44.44% | 4.5 | n/a | n/a | 2 | 2 | 2016-04-01 | 2016-04-01 | AC | 3 | [7 empty] | Y |  | Y | PR
CA | Beacon BESS 1 | multiple | 267.1 | West (non-ISO) | 35.2565 | -118.0275 | PV+Storage | PV+Storage | 0.5 | 8.094% | 247.1 | n/a | n/a | 20 | 10 | 2018-10-01 | 2017-12-01 | unknown | 4 |  | Y |  |  | Y |  |  |  | Y |  | PR
CA | UC Merced Solar Hybrid | 61995 | 5 | CAISO | 37.3657 | -120.4322 | PV+Storage | PV+Storage | 1.8 | 11.11% | 4.5 | n/a | n/a | 0.5 | 0.9 | 2018-12-01 | 2018-12-01 | AC | 2 | 0 | [5 empty] | Y |  |  |  | PR
CT | CMEEC - Norwich Stott St Solar Hybrid | 60609 | 4.3 | ISO-NE | 41.5769 | -72.1046 | PV+Storage | PV+Storage | 3.75 | 22.86% | 3.5 | n/a | n/a | 0.8 | 3 | 2016-12-01 | 2016-12-01 | AC | 2 | [9 empty] | Y | PR
CT | CMEEC - Polaris Park Solar Hybrid | 60607 | 4.3 | ISO-NE | 41.3813 | -72.0769 | PV+Storage | PV+Storage | 4.125 | 22.86% | 3.5 | n/a | n/a | 0.8 | 3.3 | 2017-08-01 | 2017-08-01 | AC | 3 | [7 empty] | Y |  | Y | PR
FL | Babcock Solar Energy Center Hybrid | 59993 | 84.5 | Southeast (non-ISO) | 26.8616 | -81.751 | PV+Storage | PV+Storage | 4 | 13.42% | 74.5 | n/a | n/a | 10 | 40 | 2018-03-01 | 2016-12-01 | AC | 4 |  |  |  |  | Y |  | PR | Y |  |  | Y
FL | Citrus Solar Energy Center Hybrid | 60061 | 78.5 | Southeast (non-ISO) | 27.3209 | -81.8069 | PV+Storage | PV+Storage | 4 | 5.369% | 74.5 | n/a | n/a | 4 | 16 | 2018-03-01 | 2016-12-01 | DC Tight | 2 |  |  |  |  | PR | [5 empty] | Y
HI | KIUC Kapaia PV and BA Storage Project Hybrid | 60546 | 28 | Hawaii | 21.9973 | -159.3792 | PV+Storage | PV+Storage | 4 | 86.67% | 15 | n/a | n/a | 13 | 52 | 2017-05-01 | 2017-05-01 | AC | 3 | 0 | Y |  | Y | [6 empty] | PR
HI | AES LAWAI SOLAR Hybrid | 61068 | 40 | Hawaii | 21.9082 | -159.492 | PV+Storage | PV+Storage | 5 | 100% | 20 | n/a | n/a | 20 | 100 | 2018-12-01 | 2018-12-01 | DC Tight | 6 |  | Y |  | Y | PR |  | Y |  | Y |  | Y
MA | Hampshire College Hybrid | 60815 | 4.4 | ISO-NE | 42.3769 | -72.4691 | PV+Storage | PV+Storage | 1 | 29.41% | 3.4 | n/a | n/a | 1 | 1 | 2017-05-01 | 2017-05-01 | AC | 3 | [6 empty] | Y |  |  | Y | PR
MA | MA Solar Storage 1 Hybrid | 61730 | 2.1 | ISO-NE | 42.4507 | -71.7426 | PV+Storage | PV+Storage | 2 | 90.91% | 1.1 | n/a | n/a | 1 | 2 | 2018-04-01 | 2018-03-01 | DC | 3 | Y | [5 empty] | PR |  |  |  | Y
MN | Anoka BESS | 62061 | 9.4 | MISO | 45.32 | -93.48 | PV+Storage | PV+Storage | 2 | 176.5% | 3.4 | n/a | n/a | 6 | 12 | 2018-12-01 | 2018-10-01 | unknown | 3 | [5 empty] | Y | PR |  |  |  | Y
MN | Athens BESS | 62062 | 15.6 | MISO | 45.45 | -93.24 | PV+Storage | PV+Storage | 2 | 136.4% | 6.6 | n/a | n/a | 9 | 18 | 2018-12-01 | 2018-12-01 | unknown | 2 |  |  |  |  | 0 |  | PR |  |  |  | Y
NJ | Hopewell Valley High School Hybrid | 61473 | 1.9 | PJM | 40.328 | -74.8049 | PV+Storage | PV+Storage | 1 | 111.1% | 0.9 | n/a | n/a | 1 | 1 | 2015-12-01 | 2015-12-01 | AC | 5 |  | Y |  |  | Y |  | Y |  | Y | PR | 0
NM | Prosperity Energy Storage Facility Hybrid | 58899 | 1.3 | West (non-ISO) | 35.0019 | -106.6372 | PV+Storage | PV+Storage | 1.625 | 160% | 0.5 | n/a | n/a | 0.8 | 1.3 | 2011-09-01 | 2011-09-01 | unknown | 4 | Y | [5 empty] | PR | Y |  |  | Y
VT | Stafford Hill Solar Hybrid | 60518 | 4 | ISO-NE | 43.6194 | -72.9503 | PV+Storage | PV+Storage | 1.7 | 100% | 2 | n/a | n/a | 2 | 3.4 | 2015-09-01 | 2015-03-01 | DC | 3 |  | Y |  |  |  |  | PR |  |  |  | Y
VT | GMP Solar - Panton Hybrid | 60562 | 5.9 | ISO-NE | 44.0858 | -73.1954 | PV+Storage | PV+Storage | 4 | 20.41% | 4.9 | n/a | n/a | 1 | 4 | 2018-06-01 | 2016-12-01 | DC | 3 |  | Y |  |  |  |  | PR |  |  |  | Y
AZ | Iron Horse Battery Storage Hybrid | 60996 | 12 | West (non-ISO) | 32.0985 | -110.8191 | PV+Storage | PV+Storage | 0.25 | 500% | 2 | n/a | n/a | 10 | 2.5 | 2017-04-01 | 2017-04-01 | AC | 2 | 0 | PR | 0 | 0 | 0 | 0 | 0 | 0 | 0 | 0 | Y
NJ | Caldwell Wastewater Treatment Plant Hybrid | 62027 | 1.7 | PJM | 40.8386 | -74.3125 | PV+Storage | PV+Storage | 2 | 142.9% | 0.7 | n/a | n/a | 1 | 2 | 2016-12-01 | 2016-12-01 | AC | 4 |  | Y |  |  | Y |  |  |  |  | PR | Y
TX | Castle Gap Solar Hybrid | 60123 | 189.9 | ERCOT | 31.255 | -102.272 | PV+Storage | PV+Storage | 4.2424 | 5.5% | 180 | n/a | n/a | 9.9 | 42 | 2019-06-01 | 2018-05-01 | AC | 3 |  | Y | PR | [7 empty] | Y
CA | Springbok 3 Solar Farm Hybrid | 60491 | 91.5 | West (non-ISO) | 35.1712 | -118.0017 | PV+Storage | PV+Storage | 1 | 1.667% | 90 | n/a | n/a | 1.5 | 1.5 | 2019-07-01 | 2019-07-01 | DC | 3 |  | Y | [6 empty] | Y |  | PR
MA | Mt. Tom Solar Project Hybrid | 60906 | 7.6 | ISO-NE | 42.2686 | -72.603 | PV+Storage | PV+Storage | 1.9677 | 68.89% | 4.5 | n/a | n/a | 3.1 | 6.1 | 2019-03-01 | 2017-01-01 | DC | 2 | [7 empty] | PR |  |  | Y
IN | Volkman Road Solar Array Hybrid | 61334 | 3 | MISO | 38.1492 | -87.5482 | PV+Storage | PV+Storage | 4.6 | 50% | 2 | n/a | n/a | 1 | 4.6 | 2019-01-01 | 2018-11-01 | AC | 2 | [6 empty] | Y |  |  |  | PR
CA | Gavilan Community College Solar Project | 61993 | 1.9 | CAISO | 37.0038 | -121.5936 | PV+Storage | PV+Storage | 1 | 35.71% | 1.4 | n/a | n/a | 0.5 | 0.5 | 2019-06-01 | 2018-12-01 | AC | 2 | [6 empty] | PR |  |  |  | Y
VT | GMP Solar/Storage-Milton Hybrid | 62381 | 7 | ISO-NE | 44.3921 | -73.1023 | PV+Storage | PV+Storage | 4 | 40% | 5 | n/a | n/a | 2 | 8 | 2019-09-01 | 2019-09-01 | unknown | 5 |  | Y | Y |  |  |  | PR | Y |  |  | Y
VT | GMP Solar/Storage-Ferrisburgh Hybrid | 62382 | 7 | ISO-NE | 44.1334 | -73.1441 | PV+Storage | PV+Storage | 4 | 40% | 5 | n/a | n/a | 2 | 8 | 2019-09-01 | 2019-09-01 | unknown | 5 |  | Y | Y |  |  |  | PR | Y |  |  | Y
VT | GMP Solar/Storage-Essex Hybrid | 62383 | 6.5 | ISO-NE | 44.2859 | -73.0234 | PV+Storage | PV+Storage | 4 | 44.44% | 4.5 | n/a | n/a | 2 | 8 | 2019-09-01 | 2019-09-01 | unknown | 4 |  | Y |  |  |  |  | PR | Y |  |  | Y
MA | Happy Hollow CSG Hybrid | 62652 | 8.3 | ISO-NE | 42.607 | -72.0453 | PV+Storage | PV+Storage | 2 | 66% | 5 | n/a | n/a | 3.3 | 6.6 | 2019-10-01 | 2019-10-01 | DC Tight | 3 | 0 | PR |  | Y | [6 empty] | Y
AR | Noland Wastewater Treatment Plant Hybrid | 62682 | 11 | SPP | 36.0823 | -94.0671 | PV+Storage | PV+Storage | 2.1833 | 120% | 5 | n/a | n/a | 6 | 13.1 | 2019-07-01 | 2019-07-01 | AC | 2 | [6 empty] | PR |  |  |  | Y
AR | Westside Wastewater Treatment Plant Hybrid | 62683 | 11 | SPP | 36.0414 | -94.1401 | PV+Storage | PV+Storage | 2.1833 | 120% | 5 | n/a | n/a | 6 | 13.1 | 2019-07-01 | 2019-07-01 | AC | 2 | [6 empty] | PR |  |  |  | Y
IN | Camp Atterbury Microgrid Hybrid | 63324 | 7 | MISO | 39.3617 | -86.025 | PV+Storage | PV+Storage | 1 | 250% | 2 | n/a | n/a | 5 | 5 | 2019-11-01 | 2019-11-01 | AC | 5 |  | PR |  |  |  |  | Y |  | Y | Y | Y
MA | Kearsarge Amesbury Hybrid | 63398 | 4.9 | ISO-NE | 42.8374 | -70.9387 | PV+Storage | PV+Storage | 2.375 | 48.48% | 3.3 | n/a | n/a | 1.6 | 3.8 | 2019-12-01 | 2019-12-01 | AC | 2 |  |  |  |  | Y | [5 empty] | PR
FL | Imeson Solar | 63186 | 7 | Southeast (non-ISO) | 30.4568 | -81.7149 | PV+Storage | PV+Storage | 2 | 40% | 5 | n/a | n/a | 2 | 4 | 2019-12-01 | 2019-12-01 | DC Tight | 2 |  |  |  |  | PR |  | Y
MA | CED Northampton Solar LLC Hybrid | 62695 | 6.6 | ISO-NE | 42.3057 | -72.7106 | PV+Storage | PV+Storage | 2.1304 | 53.49% | 4.3 | n/a | n/a | 2.3 | 4.9 | 2020-12-01 | 2019-12-01 | AC | 3 |  |  |  |  | PR |  | Y |  |  |  | Y
OH | HMV Minster Energy Storage System | 60190 | 10 | PJM | 40.3988 | -84.3873 | PV+Storage | PV+Storage | 1 | 233.3% | 3 | n/a | n/a | 7 | 7 | 2016-03-01 | 2015-12-01 | unknown | 3 |  | PR | [5 empty] | Y | Y
MA | Syncarpha Halifax Hybrid CSG | 62973 | 3.3 | ISO-NE | 41.9837 | -70.8568 | PV+Storage | PV+Storage | 2 | 94.12% | 1.7 | n/a | n/a | 1.6 | 3.2 | 2020-12-01 | 2020-12-01 | AC | 4 | Y |  |  | Y |  |  | Y |  |  |  | PR
MA | Syncarpha Blandford Hybrid CSG | 62975 | 8.8 | ISO-NE | 42.2131 | -72.9389 | PV+Storage | PV+Storage | 2.0256 | 79.59% | 4.9 | n/a | n/a | 3.9 | 7.9 | 2020-05-01 | 2019-12-01 | AC | 5 | Y | Y |  | Y |  |  | Y |  |  |  | PR
MA | Syncarpha Northampton Hybrid CSG | 62976 | 5.6 | ISO-NE | 42.2905 | -72.7094 | PV+Storage | PV+Storage | 2 | 55.56% | 3.6 | n/a | n/a | 2 | 4 | 2020-12-01 | 2020-12-01 | unknown | 4 | Y |  | PR | Y |  |  | Y |  |  |  | 0
NY | Finchville Solar, LLC Hybrid CSG | 62999 | 6.92 | NYISO | 41.4565 | -74.5465 | PV+Storage | PV+Storage | 2.2917 | 38.4% | 5 | n/a | n/a | 1.92 | 4.4 | 2020-10-01 | 2020-10-01 | DC Tight | 2 |  | 0 |  |  |  |  | Y |  |  |  | PR
NY | RT 52 Walden Solar 1, LLC Hybrid | 63000 | 9 | NYISO | 41.5841 | -74.2163 | PV+Storage | PV+Storage | 2.2 | 80% | 5 | n/a | n/a | 4 | 8.8 | 2020-01-01 | 2019-12-01 | AC | 2 | [6 empty] | Y |  |  |  | PR
MA | Cronin Road Solar 1, LLC CSG Hybrid | 63011 | 3 | ISO-NE | 42.1763 | -72.154 | PV+Storage | PV+Storage | 5.1333 | 100% | 1.5 | n/a | n/a | 1.5 | 7.7 | 2020-07-01 | 2020-06-01 | DC Tight | 2 | [6 empty] | Y |  |  |  | PR
MA | Middleton Solar Park | 63214 | 8 | ISO-NE | 42.5817 | -70.9987 | PV+Storage | PV+Storage | 2.2 | 60% | 5 | n/a | n/a | 3 | 6.6 | 2019-12-01 | 2018-06-01 | AC | 3 | [6 empty] | PR | Y |  |  | Y
MA | Partridge Hill Solar Hybrid | 63264 | 3.3 | ISO-NE | 42.1189 | -71.9371 | PV+Storage | PV+Storage | 1.1538 | 65% | 2 | n/a | n/a | 1.3 | 1.5 | 2020-07-01 | 2020-12-01 | DC Tight | 2 | [6 empty] | Y |  |  |  | PR
NY | Middletown Solar 1, LLC Hybrid CSG | 63415 | 3.2 | NYISO | 41.3902 | -74.5199 | PV+Storage | PV+Storage | 4.125 | 100% | 1.6 | n/a | n/a | 1.6 | 6.6 | 2020-12-01 | 2020-12-01 | DC Tight | 2 | [6 empty] | Y |  |  |  | PR
CA | Fresno Bullard High School Hybrid | 63420 | 1.6 | CAISO | 36.8186 | -119.8104 | PV+Storage | PV+Storage | 1 | 33.33% | 1.2 | n/a | n/a | 0.4 | 0.4 | 2020-03-01 | 2020-03-01 | AC | 2 | [6 empty] | PR |  |  |  | Y
CA | Fresno Hoover High School Hybrid | 63421 | 1.4 | CAISO | 36.8178 | -119.7707 | PV+Storage | PV+Storage | 1 | 16.67% | 1.2 | n/a | n/a | 0.2 | 0.2 | 2020-03-01 | 2020-03-01 | AC | 2 | [6 empty] | PR |  |  |  | Y
CA | Fresno Sunnyside High School Hybrid | 63422 | 1.8 | CAISO | 36.734 | -119.7178 | PV+Storage | PV+Storage | 1 | 20% | 1.5 | n/a | n/a | 0.3 | 0.3 | 2020-12-01 | 2020-12-01 | AC | 2 | [6 empty] | PR |  |  |  | Y
MA | Hurteau Solar Project Hybrid | 63468 | 3.3 | ISO-NE | 42.0248 | -71.5925 | PV+Storage | PV+Storage | 1.1538 | 65% | 2 | n/a | n/a | 1.3 | 1.5 | 2020-03-01 | 2020-03-01 | DC Tight | 2 | [6 empty] | Y |  |  |  | PR
MA | Alicea Solar Project Hybrid CSG | 63469 | 3.5 | ISO-NE | 42.0686 | -72.0062 | PV+Storage | PV+Storage | 2 | 75% | 2 | n/a | n/a | 1.5 | 3 | 2020-12-01 | 2020-12-01 | DC Tight | 2 | [6 empty] | Y |  |  |  | PR
MA | McDougle-Mitchell Solar Project Hybrid CSG | 63470 | 7.4 | ISO-NE | 42.1649 | -72.0014 | PV+Storage | PV+Storage | 1.9655 | 64.44% | 4.5 | n/a | n/a | 2.9 | 5.7 | 2020-08-01 | 2020-08-01 | DC Tight | 2 | [6 empty] | Y |  |  |  | PR
MA | Cycz Solar Project CSG Hybrid | 63472 | 3.3 | ISO-NE | 42.218 | -71.9761 | PV+Storage | PV+Storage | 1.9231 | 65% | 2 | n/a | n/a | 1.3 | 2.5 | 2020-06-01 | 2020-06-01 | DC Tight | 2 | [6 empty] | Y |  |  |  | PR
MA | West A&B Solar Project Hybrid CSG | 63473 | 4.3 | ISO-NE | 42.0748 | -72.0038 | PV+Storage | PV+Storage | 1.9444 | 72% | 2.5 | n/a | n/a | 1.8 | 3.5 | 2020-12-01 | 2020-12-01 | DC Tight | 2 | [6 empty] | Y |  |  |  | PR
MA | Annese Solar Project Hybrid CSG | 63474 | 7.8 | ISO-NE | 42.0755 | -72.0052 | PV+Storage | PV+Storage | 1.9143 | 81.4% | 4.3 | n/a | n/a | 3.5 | 6.7 | 2020-12-01 | 2020-12-01 | DC Tight | 2 | [6 empty] | Y |  |  |  | PR
CA | Walnut Unified School District Walnut HS | 63510 | 2.3 | CAISO | 34.0219 | -117.8505 | PV+Storage | PV+Storage | 1 | 27.78% | 1.8 | n/a | n/a | 0.5 | 0.5 | 2020-02-01 | 2020-02-01 | AC | 3 | [7 empty] | Y |  | Y | PR
GA | Solar BESS Hybrid | 63535 | 2.5 | Southeast (non-ISO) | 33.9793 | -84.5561 | PV+Storage | PV+Storage | 4 | 66.67% | 1.5 | n/a | n/a | 1 | 4 | 2020-10-01 | 2020-10-01 | AC | 4 | Y | [5 empty] | PR | 0 |  | Y | Y
NY | Mount Kisco Landfill Solar & Storage CSG | 63774 | 1.7 | NYISO | 41.1955 | -73.7361 | PV+Storage | PV+Storage | 3 | 70% | 1 | n/a | n/a | 0.7 | 2.1 | 2020-12-01 | 2020-12-01 | unknown | 4 |  | PR | Y |  | Y | 0 |  |  |  |  | Y
MA | Partridgeville Hybrid CSG | 63804 | 5.3 | ISO-NE | 42.5714 | -72.2574 | PV+Storage | PV+Storage | 1.95 | 60.61% | 3.3 | n/a | n/a | 2 | 3.9 | 2020-01-01 | 2020-01-01 | AC | 1 |  |  |  |  | 0 | [5 empty] | PR
WA | Horn Rapids Solar, Storage and Training | 64198 | 4.2 | West (non-ISO) | 46.3529 | -119.3222 | PV+Storage | PV+Storage | 4 | 31.25% | 3.2 | n/a | n/a | 1 | 4 | 2020-12-01 | 2020-10-01 | unknown | 2 |  |  |  |  | Y |  | PR
MA | Breckenridge Solar | 64432 | 7.2 | ISO-NE | 42.1741 | -72.3158 | PV+Storage | PV+Storage | 2.1364 | 44% | 5 | n/a | n/a | 2.2 | 4.7 | 2020-11-01 | 2020-11-01 | AC | 1 | 0 | 0 | 0 | 0 | 0 | 0 | 0 | 0 | 0 | 0 | PR
MA | Wilmarth Solar | 64436 | 7.3 | ISO-NE | 42.025 | -71.3535 | PV+Storage | PV+Storage | 2 | 46% | 5 | n/a | n/a | 2.3 | 4.6 | 2020-02-01 | 2020-02-01 | AC | 1 | [10 empty] | PR
CA | County of San Diego COC Hybrid | 64601 | 2.1 | CAISO | 32.8336 | -117.1311 | PV+Storage | PV+Storage | 2.5 | 23.53% | 1.7 | n/a | n/a | 0.4 | 1 | 2020-07-01 | 2020-07-01 | AC | 2 | [7 empty] | PR |  |  | Y
TX | Kingsberry Energy Storage System | 61700 | 4.1 | ERCOT | 30.266 | -97.6861 | PV+Storage | PV+Storage | 2 | 57.69% | 2.6 | n/a | n/a | 1.5 | 3 | 2018-09-01 | 2018-03-01 | unknown | 1 | PR | 0 | 0 | 0 | 0 | 0 | 0 | 0 | 0 | 0 | 0
TX | Commerce ESS | 62610 | 15 | ERCOT | 29.4344 | -98.6176 | PV+Storage | PV+Storage | 1 | 200% | 5 | n/a | n/a | 10 | 10 | 2019-06-01 | 2019-12-01 | unknown | 4 | Y | Y | PR | [7 empty] | Y
HI | AES Kekaha Solar, LLC Hybrid | 63280 | 28 | Hawaii | 22.0006 | -159.7621 | PV+Storage | PV+Storage | 5 | 100% | 14 | n/a | n/a | 14 | 70 | 2021-04-01 | 2019-12-01 | DC Tight | 8 |  | Y |  | Y | PR |  | Y | Y | Y | Y | Y
CA | McCoy Solar Energy Project Hybrid | 58462 | 500.6 | CAISO | 33.6947 | -114.7397 | PV+Storage | PV+Storage | 4 | 85% | 270.6 | n/a | n/a | 230 | 920 | 2021-07-01 | 2015-08-01 | AC | 6 | Y | PR |  | Y |  |  |  | Y | Y |  | Y
CA | RE Mustang LLC | 59150 | 175 | CAISO | 36.2217 | -119.9031 | PV+Storage | PV+Storage | 4 | 75% | 100 | n/a | n/a | 75 | 300 | 2021-10-01 | 2016-08-01 | AC | 4 | PR | Y | [5 empty] | 0 | Y |  | Y
CA | RE Tranquillity | 59939 | 277.3 | CAISO | 36.5814 | -120.4045 | PV+Storage | PV+Storage | 4 | 35.07% | 205.3 | n/a | n/a | 72 | 288 | 2022-03-01 | 2016-07-01 | DC | 5 |  | Y |  | Y |  |  |  | Y | PR |  | Y
FL | Manatee Solar Energy Center | 60014 | 483.5 | Southeast (non-ISO) | 27.6075 | -82.3553 | PV+Storage | PV+Storage | 2.2005 | 549% | 74.5 | n/a | n/a | 409 | 900 | 2021-11-01 | 2016-12-01 | AC | 4 |  | Y |  | Y |  |  | PR |  |  |  | Y
CA | Blythe Solar II, LLC | 60092 | 246.2 | CAISO | 33.68 | -114.73 | PV+Storage | PV+Storage | 4.6835 | 87.65% | 131.2 | n/a | n/a | 115 | 538.6 | 2021-03-01 | 2016-07-01 | AC | 6 | Y | PR |  | Y |  |  |  | Y | Y |  | Y
CA | Blythe Solar 110, LLC | 60093 | 172.8 | CAISO | 33.68 | -114.742 | PV+Storage | PV+Storage | 4.781 | 57.38% | 109.8 | n/a | n/a | 63 | 301.2 | 2021-06-01 | 2016-03-01 | AC | 6 | Y | PR |  | Y |  |  |  | Y | Y |  | Y
CA | Blythe Solar III, LLC Hybrid | 60094 | 251.8 | CAISO | 33.656 | -114.742 | PV+Storage | PV+Storage | 4.6835 | 84.06% | 136.8 | n/a | n/a | 115 | 538.6 | 2021-05-01 | 2020-05-01 | AC | 6 | Y | PR |  | Y |  |  |  | Y | Y |  | Y
CA | RE Garland | 60233 | 273.1 | CAISO | 34.8253 | -118.525 | PV+Storage | PV+Storage | 4 | 47.54% | 185.1 | n/a | n/a | 88 | 352 | 2021-08-01 | 2016-11-01 | DC | 5 |  | Y |  | Y |  |  |  | Y | PR |  | Y
NV | Townsite Solar Project Hybrid | 60654 | 270 | West (non-ISO) | 35.9373 | -114.884 | PV+Storage | PV+Storage | 4 | 50% | 180 | n/a | n/a | 90 | 360 | 2021-12-01 | 2021-12-01 | AC | 7 | Y | Y |  | Y | Y |  | PR |  | Y |  | Y
NV | Battle Mountain Solar Project | 61098 | 126 | West (non-ISO) | 40.7184 | -117.0614 | PV+Storage | PV+Storage | 4 | 24.75% | 101 | n/a | n/a | 25 | 100 | 2021-06-01 | 2021-05-01 | unknown | 4 | [7 empty] | PR | Y | Y | Y
FL | Sunshine Gateway Solar Energy Center | 61763 | 104.5 | Southeast (non-ISO) | 30.29 | -82.75 | PV+Storage | PV+Storage | 2.5 | 40.27% | 74.5 | n/a | n/a | 30 | 75 | 2021-12-01 | 2019-01-01 | AC | 3 | [5 empty] | Y | PR |  |  |  | Y
FL | Echo River Solar | 62490 | 104.5 | Southeast (non-ISO) | 30.2962 | -82.8643 | PV+Storage | PV+Storage | 2.5 | 40.27% | 74.5 | n/a | n/a | 30 | 75 | 2021-12-01 | 2020-04-01 | AC | 3 | [5 empty] | Y | PR |  |  |  | Y
MA | Syncarpha Puddon I Hybrid CSG | 62969 | 9 | ISO-NE | 42.1395 | -71.6331 | PV+Storage | PV+Storage | 2 | 80% | 5 | n/a | n/a | 4 | 8 | 2021-03-01 | 2021-03-01 | unknown | 5 | Y |  |  | Y |  | PR | Y |  |  |  | Y
MA | Syncarpha Puddon II Hybrid CSG | 62970 | 9 | ISO-NE | 42.1339 | -71.631 | PV+Storage | PV+Storage | 2 | 80% | 5 | n/a | n/a | 4 | 8 | 2021-03-01 | 2021-03-01 | unknown | 5 | Y |  |  | Y |  | PR | Y |  |  |  | Y
MA | Syncarpha Leicester Hybrid CSG | 62972 | 4.6 | ISO-NE | 42.2543 | -71.8879 | PV+Storage | PV+Storage | 2.1 | 76.92% | 2.6 | n/a | n/a | 2 | 4.2 | 2021-06-01 | 2021-06-01 | DC | 4 | Y |  |  | Y |  |  | Y |  |  |  | PR
MA | Syncarpha Northbridge II Hybrid CSG | 62978 | 8 | ISO-NE | 42.1157 | -71.644 | PV+Storage | PV+Storage | 2 | 60% | 5 | n/a | n/a | 3 | 6 | 2021-04-01 | 2021-04-01 | AC | 4 | Y |  |  | Y |  |  | Y |  |  |  | PR
MA | Ryan Road Solar LLC Hybrid(CSG) | 63044 | 8.6 | ISO-NE | 42.2637 | -72.0639 | PV+Storage | PV+Storage | 3.2558 | 100% | 4.3 | n/a | n/a | 4.3 | 14 | 2021-12-01 | 2021-12-01 | DC Tight | 2 | [6 empty] | Y |  |  |  | PR
TX | 2W Permian Solar Project Hybrid | 63255 | 460 | ERCOT | 32.1164 | -102.5283 | PV+Storage | PV+Storage | 1 | 9.524% | 420 | n/a | n/a | 40 | 40 | 2021-10-01 | 2021-08-01 | AC | 4 | Y | Y |  | PR | [6 empty] | Y
NY | Owlville Creek Solar 2, LLC | 63340 | 8 | NYISO | 43.0789 | -75.7722 | PV+Storage | PV+Storage | 4.2667 | 60% | 5 | n/a | n/a | 3 | 12.8 | 2022-07-01 | 2020-12-01 | DC | 1 | [10 empty] | PR
NY | Owlville Creek Solar, LLC | 63341 | 8 | NYISO | 43.0875 | -75.7796 | PV+Storage | PV+Storage | 4.2667 | 60% | 5 | n/a | n/a | 3 | 12.8 | 2022-07-01 | 2020-12-01 | DC | 1 | [10 empty] | PR
MA | Randall Solar Project Hybrid | 63475 | 8.3 | ISO-NE | 42.3921 | -71.6611 | PV+Storage | PV+Storage | 1.8182 | 66% | 5 | n/a | n/a | 3.3 | 6 | 2021-07-01 | 2021-07-01 | DC Tight | 2 | [6 empty] | Y |  |  |  | PR
GA | Cool Springs Solar (Hybrid) | 63721 | 253 | Southeast (non-ISO) | 30.7479 | -84.6805 | PV+Storage | PV+Storage | 2 | 18.78% | 213 | n/a | n/a | 40 | 80 | 2021-12-01 | 2021-12-01 | DC | 4 |  |  | Y |  | PR |  | Y |  |  |  | Y
CO | Rawhide Prairie Solar Hybrid | 63722 | 23 | West (non-ISO) | 40.858 | -105.0156 | PV+Storage | PV+Storage | 2 | 4.545% | 22 | n/a | n/a | 1 | 2 | 2021-03-01 | 2021-03-01 | AC | 3 | [6 empty] | PR | Y |  |  | Y
MA | CES Agawam Tuckahoe Solar Hybrid | 63763 | 6.2 | ISO-NE | 42.059 | -72.691 | PV+Storage | PV+Storage | 2 | 72.22% | 3.6 | n/a | n/a | 2.6 | 5.2 | 2021-12-01 | 2021-12-01 | DC | 3 |  | 0 |  |  | Y |  | Y |  |  |  | PR
MA | Williamsville Hybrid CSG | 63805 | 8.3 | ISO-NE | 42.4695 | -72.0698 | PV+Storage | PV+Storage | 2.0303 | 66% | 5 | n/a | n/a | 3.3 | 6.7 | 2021-09-01 | 2021-09-01 | AC | 1 | [10 empty] | PR
TX | Lily Solar Hybrid | 63892 | 201.9 | ERCOT | 32.5333 | -96.429 | PV+Storage | PV+Storage | 1.4583 | 37.63% | 146.7 | n/a | n/a | 55.2 | 80.5 | 2021-10-01 | 2021-10-01 | unknown | 3 | PR | Y | [6 empty] | Y |  | 0
MA | Amaterasu LLC | 64000 | 7.8 | ISO-NE | 42.5193 | -71.6734 | PV+Storage | PV+Storage | 1.875 | 69.57% | 4.6 | n/a | n/a | 3.2 | 6 | 2021-06-01 | 2021-06-01 | DC Tight | 2 | [6 empty] | Y |  |  |  | PR
CA | Desert Harvest II LLC | 64103 | 105 | CAISO | 33.8 | -115.38 | PV+Storage | PV+Storage | 4 | 50% | 70 | n/a | n/a | 35 | 140 | 2021-01-01 | 2020-12-01 | DC | 2 | PR | [9 empty] | Y
MA | Ware Palmer Road Solar LLC CSG | 64128 | 5 | ISO-NE | 42.2472 | -72.2749 | PV+Storage | PV+Storage | 2.25 | 66.67% | 3 | n/a | n/a | 2 | 4.5 | 2021-06-01 | 2021-06-01 | DC | 3 |  |  |  |  | Y |  | PR | 0 |  |  | Y
MA | East Brookfield Adams Road Solar LLC CSG | 64129 | 8.1 | ISO-NE | 42.196 | -72.0308 | PV+Storage | PV+Storage | 2.0323 | 62% | 5 | n/a | n/a | 3.1 | 6.3 | 2021-06-01 | 2021-06-01 | DC | 3 |  |  |  |  | Y |  | PR |  |  |  | Y
MA | BWC Stony Brook, LLC Hybrid | 64140 | 2.3 | ISO-NE | 42.6375 | -71.4036 | PV+Storage | PV+Storage | 2 | 43.75% | 1.6 | n/a | n/a | 0.7 | 1.4 | 2021-07-01 | 2021-07-01 | DC Tight | 2 | [6 empty] | Y |  |  |  | PR
MA | ZPD-PT Solar Project 2017-038 Hybrid LLC | 64147 | 8.5 | ISO-NE | 42.516 | -71.6734 | PV+Storage | PV+Storage | 1.9143 | 70% | 5 | n/a | n/a | 3.5 | 6.7 | 2021-04-01 | 2021-04-01 | DC Tight | 2 | [6 empty] | Y |  |  |  | PR
MA | BWC Muddy Brook, LLC Hybrid | 64170 | 1.9 | ISO-NE | 42.0966 | -71.5054 | PV+Storage | PV+Storage | 2 | 90% | 1 | n/a | n/a | 0.9 | 1.8 | 2021-09-01 | 2021-09-01 | DC Tight | 2 | [6 empty] | Y |  |  |  | PR
MA | BWC Lake Lashaway, LLC Hybrid | 64182 | 7.9 | ISO-NE | 42.24 | -72.0555 | PV+Storage | PV+Storage | 2.4324 | 88.1% | 4.2 | n/a | n/a | 3.7 | 9 | 2021-05-01 | 2021-05-01 | DC Tight | 2 | [6 empty] | Y |  |  |  | PR
MA | ZPD-PT Solar Project 2017-023 LLC Hybrid | 64185 | 4.7 | ISO-NE | 42.07 | -72.01 | PV+Storage | PV+Storage | 1.8421 | 67.86% | 2.8 | n/a | n/a | 1.9 | 3.5 | 2021-01-01 | 2021-01-01 | DC Tight | 2 | [6 empty] | Y |  |  |  | PR
MA | ZPD-PT Solar Project 2017-021 LLC Hybrid | 64187 | 1.7 | ISO-NE | 42.1 | -72.47 | PV+Storage | PV+Storage | 3.5714 | 70% | 1 | n/a | n/a | 0.7 | 2.5 | 2021-01-01 | 2021-01-01 | DC Tight | 2 | [6 empty] | Y |  |  |  | PR
NE | Burt County Solar Hybrid | 64222 | 1.4 | SPP | 41.8638 | -96.2322 | PV+Storage | PV+Storage | 4.2857 | 100% | 0.7 | n/a | n/a | 0.7 | 3 | 2021-06-01 | 2021-06-01 | unknown | 2 |  |  |  |  | 0 |  | PR |  | Y |  | 0
NE | Dodge County Solar Hybrid | 64223 | 1.4 | SPP | 41.612 | -96.752 | PV+Storage | PV+Storage | 4.2857 | 100% | 0.7 | n/a | n/a | 0.7 | 3 | 2021-06-01 | 2021-06-01 | unknown | 2 |  |  |  |  | 0 |  | PR |  | Y |  | 0
NY | Norwich Solar and Energy Storage CSG | 64374 | 10 | NYISO | 42.5529 | -75.5296 | PV+Storage | PV+Storage | 3 | 100% | 5 | n/a | n/a | 5 | 15 | 2021-09-01 | 2021-09-01 | DC Tight | 3 |  |  |  |  | Y |  | Y |  |  |  | PR
MA | ZPD-PT Solar Project 2017-006 LLC Hybrid | 64395 | 6.5 | ISO-NE | 42.23 | -72.21 | PV+Storage | PV+Storage | 2 | 62.5% | 4 | n/a | n/a | 2.5 | 5 | 2021-07-01 | 2021-07-01 | DC Tight | 2 | [6 empty] | Y |  |  |  | PR
HI | BYU - Hawaii | 64400 | 5 | Hawaii | 21.6408 | -157.9251 | PV+Storage | PV+Storage | 1 | 61.29% | 3.1 | n/a | n/a | 1.9 | 1.9 | 2021-11-01 | 2021-11-01 | AC | 3 | PR | [5 empty] | Y |  |  |  | Y
AZ | Wilmot Energy Center LLC | 64426 | 160 | West (non-ISO) | 32.0435 | -110.8927 | PV+Storage | PV+Storage | 4 | 23.08% | 130 | n/a | n/a | 30 | 120 | 2021-04-01 | 2021-04-01 | AC | 5 |  | Y | PR |  |  |  | Y | Y |  |  | Y
WA | Arlington Microgrid | 64446 | 1.5 | West (non-ISO) | 48.1561 | -122.1502 | PV+Storage | PV+Storage | 1.4 | 200% | 0.5 | n/a | n/a | 1 | 1.4 | 2021-10-01 | 2019-06-01 | AC | 5 | Y |  |  |  | Y |  | Y |  |  | PR | Y
NC | Grissom Solar, LLC | 64450 | 15 | PJM | 36.2389 | -77.8976 | PV+Storage | PV+Storage | 1 | 200% | 5 | n/a | n/a | 10 | 10 | 2021-05-01 | 2021-05-01 | AC | 3 | PR | [6 empty] | Y |  |  | Y
NY | Volney II | 64453 | 4.5 | NYISO | 43.341 | -76.354 | PV+Storage | PV+Storage | 4 | 200% | 1.5 | n/a | n/a | 3 | 12 | 2021-02-01 | 2021-02-01 | DC Tight | 3 |  |  |  |  | Y |  | Y |  |  |  | PR
NC | Old Cedar Solar Energy Storage | 64522 | 2.3 | Southeast (non-ISO) | 35.713 | -79.788 | PV+Storage | PV+Storage | 1.5385 | 130% | 1 | n/a | n/a | 1.3 | 2 | 2021-08-01 | 2021-08-01 | AC | 3 | 0 | [5 empty] | Y | Y |  |  | PR
MA | Kearsarge William Way | 64617 | 7 | ISO-NE | 42.0819 | -71.4924 | PV+Storage | PV+Storage | 3.6538 | 59.09% | 4.4 | n/a | n/a | 2.6 | 9.5 | 2021-12-01 | 2021-12-01 | AC | 3 |  | Y |  |  |  |  | Y |  |  |  | PR
MA | Kearsarge Haverhill | 64618 | 4.8 | ISO-NE | 42.7529 | -71.047 | PV+Storage | PV+Storage | 4.5 | 71.43% | 2.8 | n/a | n/a | 2 | 9 | 2021-03-01 | 2021-03-01 | AC | 3 |  | Y |  |  |  |  | Y |  |  |  | PR
MA | Kearsarge Montague BD(CSG) | 64620 | 3.8 | ISO-NE | 42.5859 | -72.558 | PV+Storage | PV+Storage | 3.9231 | 52% | 2.5 | n/a | n/a | 1.3 | 5.1 | 2021-11-01 | 2021-11-01 | AC | 3 |  | Y |  |  | 0 | 0 | Y |  |  |  | PR
CA | Hudson - High Desert Hybrid | 64624 | 150 | CAISO | 34.6365 | -117.3724 | PV+Storage | PV+Storage | 4 | 50% | 100 | n/a | n/a | 50 | 200 | 2021-12-01 | 2021-12-01 | DC | 3 |  | Y |  |  | PR | [5 empty] | Y
MA | Blodgett Solar CSG | 64627 | 8.9 | ISO-NE | 42.6789 | -71.4451 | PV+Storage | PV+Storage | 3.9231 | 78% | 5 | n/a | n/a | 3.9 | 15.3 | 2021-08-01 | 2021-08-01 | AC | 2 | [6 empty] | Y |  |  |  | PR
NY | Glenmere Lake | 64719 | 4 | ISO-NE | 41.3698 | -74.366 | PV+Storage | PV+Storage | 3.75 | 100% | 2 | n/a | n/a | 2 | 7.5 | 2021-06-01 | 2021-06-01 | DC Tight | 2 | [6 empty] | Y |  |  |  | PR
MA | Maple(CSG) | 64731 | 6.3 | ISO-NE | 42.0628 | -71.2643 | PV+Storage | PV+Storage | 2.087 | 57.5% | 4 | n/a | n/a | 2.3 | 4.8 | 2021-11-01 | 2021-11-01 | AC | 1 | [10 empty] | PR
CA | Redwood Coast Airport Microgrid | 64766 | 4.4 | CAISO | 40.9672 | -124.1044 | PV+Storage | PV+Storage | 4 | 100% | 2.2 | n/a | n/a | 2.2 | 8.8 | 2021-12-01 | 2021-12-01 | DC | 4 | Y |  |  |  | Y |  |  |  |  | Y | PR
MA | 0 Hammond St CSG | 64876 | 9.8 | ISO-NE | 41.8085 | -70.7267 | PV+Storage | PV+Storage | 5.252 | 104.2% | 4.8 | n/a | n/a | 5 | 26.26 | 2021-10-01 | 2021-10-01 | AC | 2 | [6 empty] | Y |  |  |  | PR
CA | Edwards Sanborn P1 | 64928 | 686.9 | CAISO | 35.0164 | -118.1225 | PV+Storage | PV+Storage | 2.1748 | 147.2% | 277.9 | n/a | n/a | 409 | 889.5 | 2021-09-01 | 2022-03-01 | unknown | 1 | PR | 0
CA | Edwards Sanborn P2 | 64877 | 971.9 | CAISO | 34.9463 | -118.1265 | PV+Storage | PV+Storage | 1.9517 | 83% | 531.1 | n/a | n/a | 440.8 | 860.3 | 2021-12-01 | 2021-12-01 | AC | 3 | Y | Y | [8 empty] | PR
NM | NMSU Solar and Storage | 64881 | 4 | West (non-ISO) | 32.286 | -106.7445 | PV+Storage | PV+Storage | 4 | 33.33% | 3 | n/a | n/a | 1 | 4 | 2022-05-01 | 2021-04-01 | AC | 3 |  |  |  |  | Y |  | Y |  |  |  | PR
MI | Bissell Solar and Battery Generator | 65029 | 1.1 | MISO | 43.007 | -85.724 | PV+Storage | PV+Storage | 1.6667 | 37.5% | 0.8 | n/a | n/a | 0.3 | 0.5 | 2021-10-01 | 2021-09-01 | unknown | 5 | Y |  | PR |  | 0 | Y | Y | Y |  |  | 0
MA | Cranberry Highway Solar LLC | 65174 | 4.2 | ISO-NE | 41.7875 | -70.7452 | PV+Storage | PV+Storage | 2.25 | 90.91% | 2.2 | n/a | n/a | 2 | 4.5 | 2021-03-01 | 2021-05-01 | DC | 4 | 0 | PR | [5 empty] | Y | Y |  | Y
MA | Charlemont A | 65242 | 5 | ISO-NE | 42.642 | -72.896 | PV+Storage | PV+Storage | 1.52 | 100% | 2.5 | n/a | n/a | 2.5 | 3.8 | 2021-09-01 | 2021-09-01 | DC | 2 | [6 empty] | Y |  |  |  | PR
CA | Gilead Oceanside Solar Project | 65408 | 2.2 | CAISO | 33.2131 | -117.3042 | PV+Storage | PV+Storage | 4.2857 | 46.67% | 1.5 | n/a | n/a | 0.7 | 3 | 2021-12-01 | 2021-12-01 | AC | 4 | Y | PR |  |  |  |  | Y |  |  |  | Y
CA | Gilead Foster City Solar Project | 65409 | 1.6 | CAISO | 37.5686 | -122.278 | PV+Storage | PV+Storage | 1.8 | 45.45% | 1.1 | n/a | n/a | 0.5 | 0.9 | 2021-04-01 | 2021-04-01 | AC | 2 | [6 empty] | PR |  |  |  | Y
NJ | Highland Park Borough Solar | 65468 | 1.1 | PJM | 40.4966 | -74.4175 | PV+Storage | PV+Storage | 3.5 | 120% | 0.5 | n/a | n/a | 0.6 | 2.1 | 2019-11-01 | 2019-11-01 | unknown | 4 | 0 | Y | 0 |  | Y |  | Y |  | PR
CA | Google Moffett Park Solar Project | 65568 | 2.2 | CAISO | 37.4053 | -122.0175 | PV+Storage | PV+Storage | 1.8333 | 37.5% | 1.6 | n/a | n/a | 0.6 | 1.1 | 2021-03-01 | 2021-03-01 | DC | 1 | [10 empty] | PR
CA | Gilead Sciences La Verne Rooftop Solar | 65569 | 2.8 | CAISO | 34.0962 | -117.7819 | PV+Storage | PV+Storage | 1.9091 | 64.71% | 1.7 | n/a | n/a | 1.1 | 2.1 | 2021-07-01 | 2021-07-01 | AC | 2 | [6 empty] | PR |  |  |  | Y
HI | Mililani South Solar Farm | 57242 | 78 | Hawaii | 21.4279 | -158.0198 | PV+Storage | PV+Storage | 4 | 100% | 39 | n/a | n/a | 39 | 156 | 2022-07-01 | 2022-07-01 | AC | 1 | [10 empty] | PR
AR | Searcy Solar Hybrid | 62617 | 110 | MISO | 35.233 | -91.69 | PV+Storage | PV+Storage | 3 | 10% | 100 | n/a | n/a | 10 | 30 | 2022-01-01 | 2022-01-01 | DC | 2 |  |  |  | 0 |  |  | Y |  |  |  | PR
MA | Syncarpha Tewksbury Hybrid CSG | 62968 | 4.8 | ISO-NE | 42.5937 | -71.1775 | PV+Storage | PV+Storage | 2 | 71.43% | 2.8 | n/a | n/a | 2 | 4 | 2022-02-01 | 2022-02-01 | AC | 4 | Y |  |  | Y |  |  | Y |  |  |  | PR
MA | Syncarpha Northbridge I Hybrid(CSG) | 62977 | 9 | ISO-NE | 42.1124 | -71.6483 | PV+Storage | PV+Storage | 2 | 80% | 5 | n/a | n/a | 4 | 8 | 2022-02-01 | 2021-12-01 | AC | 4 | Y |  |  | Y |  |  | Y |  |  |  | PR
NY | Lansing Renewables, LLC | 63337 | 8 | NYISO | 42.5925 | -76.5656 | PV+Storage | PV+Storage | 3.3333 | 60% | 5 | n/a | n/a | 3 | 10 | 2022-04-01 | 2020-11-01 | DC | 1 | [10 empty] | PR
MA | Granby Solar, LLC CSG | 63338 | 5 | ISO-NE | 42.2271 | -72.5222 | PV+Storage | PV+Storage | 1 | 66.67% | 3 | n/a | n/a | 2 | 2 | 2022-03-01 | 2021-07-01 | DC | 1 | [10 empty] | PR
GA | Hickory Park Solar Hybrid | 63522 | 235.5 | Southeast (non-ISO) | 31.2697 | -84.1763 | PV+Storage | PV+Storage | 2 | 20.46% | 195.5 | n/a | n/a | 40 | 80 | 2022-06-01 | 2022-06-01 | DC | 2 | 0 | 0 | 0 | 0 | PR | 0 | 0 | 0 | 0 | 0 | Y
CA | Slate Hybrid | 63727 | 440.3 | CAISO | 36.227 | -119.8948 | PV+Storage | PV+Storage | 3.9986 | 46.77% | 300 | n/a | n/a | 140.3 | 561 | 2022-03-01 | 2021-11-01 | AC | 2 |  |  |  |  | PR | [5 empty] | Y
NM | Taos Mesa Energy Facility Hybrid | 63728 | 27.5 | West (non-ISO) | 36.44 | -105.62 | PV+Storage | PV+Storage | 2 | 83.33% | 15 | n/a | n/a | 12.5 | 25 | 2022-11-01 | 2022-11-01 | AC | 3 | [6 empty] | PR | Y |  |  | Y
TX | Azure Sky Solar | 63905 | 316.2 | ERCOT | 33.0216 | -99.6146 | PV+Storage | PV+Storage | 0.88268 | 40.53% | 225 | n/a | n/a | 91.2 | 80.5 | 2022-06-01 | 2021-07-01 | unknown | 3 | PR | Y | 0 | [5 empty] | Y |  | 0
NV | Dodge Flat | 63913 | 250 | West (non-ISO) | 40.713 | -119.4672 | PV+Storage | PV+Storage | 4 | 25% | 200 | n/a | n/a | 50 | 200 | 2022-03-01 | 2022-03-01 | DC Tight | 3 |  |  | PR |  |  |  | Y |  |  |  | Y
NY | Blanchard Road 1 Community Solar | 64084 | 10 | NYISO | 44.2548 | -76.0118 | PV+Storage | PV+Storage | 3 | 100% | 5 | n/a | n/a | 5 | 15 | 2019-12-01 | 2019-12-01 | DC Tight | 1 | 0 | 0 | 0 | 0 | 0 | 0 | 0 | 0 | 0 | 0 | PR
NY | Blanchard Road 2 Community Solar | 64087 | 10 | NYISO | 44.2548 | -76.0118 | PV+Storage | PV+Storage | 3 | 100% | 5 | n/a | n/a | 5 | 15 | 2019-12-01 | 2019-12-01 | DC Tight | 1 | 0 | 0 | 0 | 0 | 0 | 0 | 0 | 0 | 0 | 0 | PR
NY | NYS Rte 12 Community Solar | 64090 | 10 | NYISO | 44.2548 | -76.0118 | PV+Storage | PV+Storage | 3 | 100% | 5 | n/a | n/a | 5 | 15 | 2019-12-01 | 2019-12-01 | DC Tight | 1 | [10 empty] | PR
NY | Great Lakes Seaway Community Solar | 64092 | 10 | NYISO | 44.2548 | -76.0118 | PV+Storage | PV+Storage | 3 | 100% | 5 | n/a | n/a | 5 | 15 | 2019-12-01 | 2019-12-01 | DC Tight | 1 | 0 | 0 | 0 | 0 | 0 | 0 | 0 | 0 | 0 | 0 | PR
CA | Maverick Solar 6, LLC | 64105 | 150 | CAISO | 33.7 | -115.38 | PV+Storage | PV+Storage | 4 | 50% | 100 | n/a | n/a | 50 | 200 | 2022-06-01 | 2021-11-01 | AC | 3 | PR | [5 empty] | Y |  |  |  | Y
NV | Fish Springs | 64148 | 125 | West (non-ISO) | 40.0747 | -119.9742 | PV+Storage | PV+Storage | 4 | 25% | 100 | n/a | n/a | 25 | 100 | 2022-03-01 | 2022-03-01 | DC Tight | 3 |  |  | PR |  |  |  | Y |  |  |  | Y
MA | Auburn Solar Project | 64213 | 8.7 | ISO-NE | 42.13 | -71.87 | PV+Storage | PV+Storage | 2.4737 | 77.55% | 4.9 | n/a | n/a | 3.8 | 9.4 | 2022-05-01 | 2022-05-01 | DC | 2 | PR |  |  |  | 0 | [5 empty] | Y
NY | Mt Pleasant Community Center | 64442 | 1.2 | NYISO | 41.1 | -73.7716 | PV+Storage | PV+Storage | 4.2857 | 140% | 0.5 | n/a | n/a | 0.7 | 3 | 2022-11-01 | 2022-11-01 | AC | 1 | 0 | 0 | 0 | 0 | 0 | 0 | 0 | 0 | 0 | 0 | PR
CA | Arlington Energy Center II | 64481 | 365 | CAISO | 33.6909 | -114.7749 | PV+Storage | PV+Storage | 4 | 56.65% | 233 | n/a | n/a | 132 | 528 | 2022-08-01 | 2022-03-01 | AC | 3 | 0 | PR |  | Y | [6 empty] | Y
NC | Hall Solar Energy Storage | 64508 | 4.5 | Southeast (non-ISO) | 34.799 | -77.947 | PV+Storage | PV+Storage | 2 | 125% | 2 | n/a | n/a | 2.5 | 5 | 2022-01-01 | 2022-01-01 | AC | 2 | [7 empty] | PR |  |  | Y
NC | Ludie Brown Solar Energy Storage | 64514 | 4.5 | Southeast (non-ISO) | 34.831 | -77.77 | PV+Storage | PV+Storage | 1 | 125% | 2 | n/a | n/a | 2.5 | 2.5 | 2022-01-01 | 2022-01-01 | AC | 3 | [6 empty] | PR | Y |  |  | Y
NC | Lowe Solar Energy Storage | 64516 | 4.5 | Southeast (non-ISO) | 35.7184 | -79.9095 | PV+Storage | PV+Storage | 2 | 125% | 2 | n/a | n/a | 2.5 | 5 | 2022-01-01 | 2022-01-01 | AC | 3 | [6 empty] | PR | Y |  |  | Y
NC | Spencer Meadow Solar Energy Storage | 64520 | 4.5 | Southeast (non-ISO) | 35.7184 | -79.9095 | PV+Storage | PV+Storage | 2 | 125% | 2 | n/a | n/a | 2.5 | 5 | 2022-01-01 | 2022-01-01 | AC | 3 | [6 empty] | PR | Y |  |  | Y
CA | Arlington Energy Center III | 64564 | 241 | CAISO | 33.6909 | -114.7749 | PV+Storage | PV+Storage | 4 | 83.97% | 131 | n/a | n/a | 110 | 440 | 2022-08-01 | 2022-08-01 | AC | 3 | 0 | PR |  | Y | [6 empty] | Y
CA | Rabbitbrush Solar, LLC | 64630 | 120 | CAISO | 34.8754 | -118.3546 | PV+Storage | PV+Storage | 2.5 | 20% | 100 | n/a | n/a | 20 | 50 | 2022-10-01 | 2022-10-01 | DC Tight | 2 |  |  |  |  | PR | [5 empty] | Y
NC | Hot Springs Energy Storage & Microgrid | 64640 | 6.3 | Southeast (non-ISO) | 35.8907 | -82.8251 | PV+Storage | PV+Storage | 1 | 231.6% | 1.9 | n/a | n/a | 4.4 | 4.4 | 2022-07-01 | 2022-07-01 | DC | 4 |  | Y |  |  |  | 0 | Y |  |  | Y | PR
MA | Clark Road Solar 1, LLC | 64664 | 8.3 | ISO-NE | 42.5961 | -72.0202 | PV+Storage | PV+Storage | 0.90909 | 66% | 5 | n/a | n/a | 3.3 | 3 | 2021-11-01 | 2020-12-01 | DC | 2 |  |  |  |  | Y | [5 empty] | PR
MA | Dunstable Solar 1, LLC | 64696 | 9 | ISO-NE | 42.6656 | -71.5168 | PV+Storage | PV+Storage | 4.4889 | 100% | 4.5 | n/a | n/a | 4.5 | 20.2 | 2021-04-01 | 2021-04-01 | DC Tight | 2 | [6 empty] | Y |  |  |  | PR
MA | West Haydenville PJ Community Solar | 64726 | 8.6 | ISO-NE | 42.3831 | -72.7111 | PV+Storage | PV+Storage | 2.2222 | 72% | 5 | n/a | n/a | 3.6 | 8 | 2022-09-01 | 2022-09-01 | DC Tight | 2 | [6 empty] | Y |  |  |  | PR
MA | Brookwood Drive Community Solar | 64727 | 8 | ISO-NE | 41.59 | -71.0942 | PV+Storage | PV+Storage | 2.6667 | 60% | 5 | n/a | n/a | 3 | 8 | 2022-08-01 | 2022-08-01 | DC Tight | 2 | [6 empty] | Y |  |  |  | PR
MA | 276 Federal Rd(CSG) | 64875 | 8.3 | ISO-NE | 41.8051 | -70.7252 | PV+Storage | PV+Storage | 2.0909 | 66% | 5 | n/a | n/a | 3.3 | 6.9 | 2021-11-01 | 2021-11-01 | AC | 1 | [10 empty] | PR
MA | 59 Federal Rd(CSG) | 64970 | 10 | ISO-NE | 41.8285 | -70.7212 | PV+Storage | PV+Storage | 4.1 | 100% | 5 | n/a | n/a | 5 | 20.5 | 2021-11-01 | 2021-11-01 | AC | 1 | [10 empty] | PR
CA | BigBeau Solar, LLC | 64993 | 168 | CAISO | 34.907 | -118.3441 | PV+Storage | PV+Storage | 4 | 31.25% | 128 | n/a | n/a | 40 | 160 | 2022-12-01 | 2022-02-01 | DC | 2 | PR | [9 empty] | Y
MA | ASD Wallum MA Solar LLC(CSG) | 65015 | 8.8 | ISO-NE | 42.0116 | -71.7605 | PV+Storage | PV+Storage | 3.3684 | 76% | 5 | n/a | n/a | 3.8 | 12.8 | 2022-01-01 | 2022-01-01 | DC | 3 |  |  |  |  | Y |  | PR |  |  |  | Y
CA | Blythe Mesa Solar II | 65053 | 335.6 | CAISO | 33.5851 | -114.733 | PV+Storage | PV+Storage | 4 | 50.09% | 223.6 | n/a | n/a | 112 | 448 | 2022-12-01 | 2022-12-01 | AC | 3 | Y |  |  |  | Y | [5 empty] | PR
MA | 71 Charlotte Furnace Rd Hybrid(CSG) | 65054 | 2 | ISO-NE | 41.7971 | -70.7416 | PV+Storage | PV+Storage | 5.4 | 100% | 1 | n/a | n/a | 1 | 5.4 | 2021-12-01 | 2021-12-01 | AC | 1 | [10 empty] | PR
CA | Cal Flats BESS | 60033 | 190 | CAISO | 35.8667 | -120.3294 | PV+Storage | PV+Storage | 4.0333 | 46.15% | 130 | n/a | n/a | 60 | 242 | 2021-11-01 | 2017-11-01 | AC | 6 | PR | Y |  | Y | Y |  |  | Y | Y |  | 0
MA | 77 Farm to Market Rd Hybrid(CSG) | 65055 | 7.2 | ISO-NE | 41.7946 | -70.7234 | PV+Storage | PV+Storage | 2.1818 | 44% | 5 | n/a | n/a | 2.2 | 4.8 | 2021-12-01 | 2021-12-01 | AC | 1 | [10 empty] | PR
MA | 160 Tihonet Rd Hybrid(CSG) | 65056 | 8.3 | ISO-NE | 41.7934 | -70.7127 | PV+Storage | PV+Storage | 2.0909 | 66% | 5 | n/a | n/a | 3.3 | 6.9 | 2021-12-01 | 2021-12-01 | AC | 1 | [10 empty] | PR
MA | 299 Farm to Market Rd Hybrid(CSG) | 65057 | 5.3 | ISO-NE | 41.7951 | -70.727 | PV+Storage | PV+Storage | 2.1304 | 76.67% | 3 | n/a | n/a | 2.3 | 4.9 | 2021-12-01 | 2021-12-01 | AC | 1 | [10 empty] | PR
MA | 196 Tremont St(CSG) | 65114 | 3 | ISO-NE | 41.8429 | -70.7307 | PV+Storage | PV+Storage | 5.3333 | 100% | 1.5 | n/a | n/a | 1.5 | 8 | 2021-11-01 | 2021-11-01 | AC | 1 | 0 | 0 | 0 | 0 | 0 | 0 | 0 | 0 | 0 | 0 | PR
CA | University of the Pacific | 65132 | 5.5 | CAISO | 37.9801 | -121.3124 | PV+Storage | PV+Storage | 2.2 | 22.22% | 4.5 | n/a | n/a | 1 | 2.2 | 2022-05-01 | 2022-05-01 | AC | 3 |  |  |  | PR |  |  | Y |  |  |  | Y
MA | UMass PV Lot 22 | 65154 | 4.1 | ISO-NE | 42.393 | -72.5202 | PV+Storage | PV+Storage | 2.15 | 95.24% | 2.1 | n/a | n/a | 2 | 4.3 | 2022-09-01 | 2022-09-01 | unknown | 3 | [6 empty] | PR | Y |  |  | Y
NY | South Goshen Community Solar | 65217 | 9.5 | NYISO | 41.3927 | -74.3478 | PV+Storage | PV+Storage | 3.7778 | 90% | 5 | n/a | n/a | 4.5 | 17 | 2021-09-01 | 2021-09-01 | DC Tight | 2 | [6 empty] | Y |  |  |  | PR
TX | Noble Solar | 65271 | 400 | ERCOT | 33.2615 | -97.2381 | PV+Storage | PV+Storage | 1 | 45.45% | 275 | n/a | n/a | 125 | 125 | 2022-10-01 | 2022-09-01 | unknown | 4 | Y | Y |  | PR |  |  |  |  | Y |  | 0
CA | Lincoln WWTF Hybrid | 65382 | 4 | CAISO | 38.859 | -121.346 | PV+Storage | PV+Storage | 2 | 33.33% | 3 | n/a | n/a | 1 | 2 | 2022-03-01 | 2021-08-01 | AC | 2 | [7 empty] | PR |  |  | Y
MN | USS Itasca Clean Energy Solar LLC | 65441 | 3 | MISO | 47.2105 | -93.5182 | PV+Storage | PV+Storage | 3 | 50% | 2 | n/a | n/a | 1 | 3 | 2022-08-01 | 2022-08-01 | AC | 3 | 0 | [6 empty] | PR |  | Y | Y
CA | Sealed Air Madera Solar Project | 65469 | 3.8 | CAISO | 36.9456 | -120.056 | PV+Storage | PV+Storage | 3.875 | 26.67% | 3 | n/a | n/a | 0.8 | 3.1 | 2022-05-01 | 2022-05-01 | DC | 1 | 0 | 0 | 0 | 0 | 0 | 0 | 0 | 0 | 0 | 0 | PR
CA | West Valley Mission CCD Solar Project | 65570 | 3.6 | CAISO | 37.2644 | -122.006 | PV+Storage | PV+Storage | 2.3333 | 33.33% | 2.7 | n/a | n/a | 0.9 | 2.1 | 2022-09-01 | 2022-09-01 | unknown | 2 | [6 empty] | Y |  |  |  | Y
CA | Orange Coast College PH2 Solar Project | 65614 | 5.2 | CAISO | 33.6726 | -117.9125 | PV+Storage | PV+Storage | 1.9048 | 67.74% | 3.1 | n/a | n/a | 2.1 | 4 | 2022-05-01 | 2022-05-01 | AC | 2 | [7 empty] | PR |  |  | Y
MA | Brockelman Road Solar 2 | 65650 | 3 | ISO-NE | 42.4839 | -71.7108 | PV+Storage | PV+Storage | 0.85 | 200% | 1 | n/a | n/a | 2 | 1.7 | 2021-09-01 | 2021-08-01 | DC | 2 |  |  |  |  | Y | [5 empty] | PR
MA | Faunce Corner Community Solar | 65669 | 2 | ISO-NE | 41.6728 | -70.9895 | PV+Storage | PV+Storage | 3.9 | 100% | 1 | n/a | n/a | 1 | 3.9 | 2022-07-01 | 2022-07-01 | AC | 1 | [10 empty] | PR
MA | Ventura | 65670 | 2 | ISO-NE | 41.6689 | -70.9914 | PV+Storage | PV+Storage | 5 | 100% | 1 | n/a | n/a | 1 | 5 | 2022-06-01 | 2022-06-01 | AC | 1 | [10 empty] | PR
NY | NY - Mines Press | 65815 | 2 | NYISO | 41.278 | -73.8661 | PV+Storage | PV+Storage | 2.1 | 100% | 1 | n/a | n/a | 1 | 2.1 | 2022-06-01 | 2021-12-01 | DC | 6 | Y |  | Y |  | Y | Y | Y |  |  |  | PR
MD | Brookville Smart Bus Depot Microgrid | 65945 | 3.2 | PJM | 38.999 | -77.058 | PV+Storage | PV+Storage | 2.8667 | 88.24% | 1.7 | n/a | n/a | 1.5 | 4.3 | 2022-11-01 | 2022-10-01 | AC | 5 |  |  | PR |  |  |  | Y | Y |  | Y | Y
WI | Middleton Biogas Solar, LLC | 66048 | 2.2 | MISO | 43.1233 | -89.5466 | PV+Storage | PV+Storage | 1.3333 | 15.79% | 1.9 | n/a | n/a | 0.3 | 0.4 | 2022-05-01 | 2022-05-01 | DC | 3 |  |  |  |  | Y |  |  |  |  | Y | PR
MA | Blacksmith Road Solar 1 | 66075 | 7 | ISO-NE | 41.6017 | -70.605 | PV+Storage | PV+Storage | 1.65 | 40% | 5 | n/a | n/a | 2 | 3.3 | 2021-12-01 | 2021-12-01 | AC | 2 |  |  |  |  | Y | [5 empty] | PR
MA | Electric Avenue Lunenburg Solar 1 | 66076 | 2 | ISO-NE | 42.5862 | -71.7529 | PV+Storage | PV+Storage | 1 | 100% | 1 | n/a | n/a | 1 | 1 | 2022-04-01 | 2021-12-01 | DC | 1 | [6 empty] | 0 |  |  |  | PR
NE | South 49th 013445 SCS Norfolk, LLC | 66178 | 10.6 | West (non-ISO) | 42.0312 | -97.4827 | PV+Storage | PV+Storage | 1 | 24.71% | 8.5 | n/a | n/a | 2.1 | 2.1 | 2022-12-01 | 2022-09-01 | AC | 2 | 0 | 0 | 0 | 0 | 0 | 0 | PR | 0 | 0 | 0 | Y
MA | Huxley Solar | 66180 | 10 | ISO-NE | 42.1976 | -72.4801 | PV+Storage | PV+Storage | 0.7 | 100% | 5 | n/a | n/a | 5 | 3.5 | 2022-12-01 | 2022-12-01 | DC Tight | 4 |  | Y |  |  | Y |  | Y |  |  |  | PR
MA | Beacon Solar, LLC | 66181 | 10 | ISO-NE | 42.284 | -72.677 | PV+Storage | PV+Storage | 1.56 | 100% | 5 | n/a | n/a | 5 | 7.8 | 2022-11-01 | 2022-11-01 | DC Tight | 4 |  | Y |  |  | Y |  | Y |  |  |  | PR
MA | Town of Amherst Solar | 66182 | 5 | ISO-NE | 42.356 | -72.479 | PV+Storage | PV+Storage | 0.8 | 100% | 2.5 | n/a | n/a | 2.5 | 2 | 2022-08-01 | 2022-08-01 | DC Tight | 4 |  | Y |  |  | Y |  | Y |  |  |  | PR
NY | Dubois Solar (Hybrid) | 66218 | 4 | NYISO | 41.5989 | -74.2858 | PV+Storage | PV+Storage | 2 | 100% | 2 | n/a | n/a | 2 | 4 | 2020-12-01 | 2020-12-01 | DC | 2 | [6 empty] | PR |  |  |  | Y
NY | Landau II Solar (Hybrid) | 66222 | 8 | NYISO | 41.9002 | -74.0244 | PV+Storage | PV+Storage | 2 | 100% | 4 | n/a | n/a | 4 | 8 | 2021-12-01 | 2021-12-01 | DC | 2 | [6 empty] | PR |  |  |  | Y
NY | Salt Point Solar (Hybrid) | 66228 | 4 | NYISO | 41.7411 | -73.8821 | PV+Storage | PV+Storage | 1 | 100% | 2 | n/a | n/a | 2 | 2 | 2021-01-01 | 2021-01-01 | DC | 2 | [6 empty] | PR |  |  |  | Y
NY | Svenski Solar (Hybrid) | 66232 | 4 | NYISO | 41.535 | -74.3229 | PV+Storage | PV+Storage | 2 | 100% | 2 | n/a | n/a | 2 | 4 | 2022-04-01 | 2022-04-01 | unknown | 2 | [6 empty] | PR |  |  |  | Y
MA | MA Blackstone | 66474 | 7.2 | ISO-NE | 42.0265 | -71.5285 | PV+Storage | PV+Storage | 2.1333 | 71.43% | 4.2 | n/a | n/a | 3 | 6.4 | 2022-07-01 | 2022-07-01 | DC | 2 | PR | [9 empty] | Y
MD | Federalsburg Energy Storage 1 LLC | 66499 | 2 | PJM | 38.6402 | -75.7111 | PV+Storage | PV+Storage | 2 | 150% | 0.8 | n/a | n/a | 1.2 | 2.4 | 2021-11-01 | 2021-11-01 | DC | 3 |  |  |  |  | PR |  | Y |  |  |  | Y
NY | Cicero Energy Storage 1 LLC | 66501 | 10 | NYISO | 43.1474 | -76.0868 | PV+Storage | PV+Storage | 4 | 100% | 5 | n/a | n/a | 5 | 20 | 2022-03-01 | 2022-03-01 | DC | 4 |  |  |  |  | PR | Y | Y |  |  |  | Y
NY | Cicero Energy Storage 2 LLC | 66503 | 10 | NYISO | 43.1513 | -76.0888 | PV+Storage | PV+Storage | 4 | 100% | 5 | n/a | n/a | 5 | 20 | 2022-03-01 | 2022-03-01 | DC | 4 |  |  |  |  | PR | Y | Y |  |  |  | Y
CA | Sunlight Storage | 65857 | 793.4 | CAISO | 33.803 | -115.402 | PV+Storage | PV+Storage | 4 | 40.82% | 563.4 | n/a | n/a | 230 | 920 | 2022-09-01 | 2013-11-01 | unknown | 3 | PR | Y |  | Y | [6 empty] | 0
CA | SEPV Sierra | 64611 | 11.3 | CAISO | 34.733 | -118.1385 | PV+Storage | PV+Storage | 0.40964 | 276.7% | 3 | n/a | n/a | 8.3 | 3.4 | 2020-04-01 | 2020-04-01 | DC | 6 | PR |  |  | Y | Y |  |  | Y | Y |  | Y
AZ | Cotton Center Solar Hybrid | 57561 | 34 | West (non-ISO) | 33.0347 | -112.6617 | PV+Storage | PV+Storage | 3 | 100% | 17 | n/a | n/a | 17 | 51 | 2023-04-01 | 2011-11-01 | AC | 3 |  |  | Y |  |  |  | PR | 0 |  |  | Y
AZ | Paloma Solar Hybrid | 57562 | 34 | West (non-ISO) | 33.0211 | -112.6614 | PV+Storage | PV+Storage | 3 | 100% | 17 | n/a | n/a | 17 | 51 | 2023-04-01 | 2011-09-01 | AC | 3 |  |  | Y |  |  |  | PR | 0 |  |  | Y
AZ | Hyder Solar Hybrid | 57563 | 48 | West (non-ISO) | 33.0257 | -113.344 | PV+Storage | PV+Storage | 3 | 50% | 32 | n/a | n/a | 16 | 48 | 2023-04-01 | 2011-11-01 | AC | 3 |  |  | Y |  |  |  | PR | 0 |  |  | Y
AZ | Foothills Solar Plant Hybrid | 57997 | 73 | West (non-ISO) | 32.6486 | -114.4287 | PV+Storage | PV+Storage | 3 | 92.11% | 38 | n/a | n/a | 35 | 105 | 2023-04-01 | 2013-03-01 | AC | 3 |  |  | Y |  |  |  | PR |  |  |  | Y
AZ | Hyder II Hybrid | 58383 | 28 | West (non-ISO) | 33.027 | -113.3489 | PV+Storage | PV+Storage | 3 | 100% | 14 | n/a | n/a | 14 | 42 | 2023-04-01 | 2013-12-01 | AC | 3 |  |  | Y |  |  |  | PR |  |  |  | Y
AZ | Gila Bend Hybrid | 59020 | 68 | West (non-ISO) | 32.9408 | -112.8814 | PV+Storage | PV+Storage | 3 | 88.89% | 36 | n/a | n/a | 32 | 96 | 2023-04-01 | 2014-10-01 | AC | 3 |  |  | Y |  |  |  | PR |  |  |  | Y
AZ | Desert Star Hybrid | 59444 | 20 | West (non-ISO) | 33.145 | -112.66 | PV+Storage | PV+Storage | 3 | 100% | 10 | n/a | n/a | 10 | 30 | 2023-02-01 | 2015-09-01 | AC | 3 |  |  | Y |  |  |  | PR |  |  |  | Y
CA | Blythe Solar IV, LLC | 60095 | 184.4 | CAISO | 33.682 | -114.768 | PV+Storage | PV+Storage | 1 | 34.21% | 137.4 | n/a | n/a | 47 | 47 | 2022-10-01 | 2020-11-01 | AC | 3 | 0 | PR | [5 empty] | Y |  |  | Y
NV | Arrow Canyon Solar Hybrid | 62248 | 275 | West (non-ISO) | 36.4593 | -114.8444 | PV+Storage | PV+Storage | 5 | 37.5% | 200 | n/a | n/a | 75 | 375 | 2023-12-01 | 2023-12-01 | DC Tight | 2 | PR | [9 empty] | Y
MA | Syncarpha Westminster Hybrid CSG | 62971 | 7.6 | ISO-NE | 42.593 | -71.8658 | PV+Storage | PV+Storage | 2.069 | 61.7% | 4.7 | n/a | n/a | 2.9 | 6 | 2023-02-01 | 2022-11-01 | AC | 4 | Y |  |  | Y |  |  | Y |  |  |  | PR
CA | D'Arrigo Brothers - Phase 4 | 63486 | 2.2 | CAISO | 36.616 | -121.636 | PV+Storage | PV+Storage | 1.6 | 29.41% | 1.7 | n/a | n/a | 0.5 | 0.8 | 2019-07-01 | 2019-03-01 | unknown | 2 | Y | 0 | 0 | 0 | 0 | 0 | PR | 0 | 0 | 0 | 0
CO | Neptune Energy Center Hybrid | 63731 | 450 | West (non-ISO) | 38.3303 | -104.4142 | PV+Storage | PV+Storage | 4 | 38.46% | 325 | n/a | n/a | 125 | 500 | 2023-06-01 | 2023-06-01 | AC | 3 |  |  |  |  | Y |  | Y |  |  |  | PR
CO | Thunder Wolf Energy Center Hybrid | 63776 | 348 | West (non-ISO) | 38.1899 | -104.398 | PV+Storage | PV+Storage | 4 | 40.32% | 248 | n/a | n/a | 100 | 400 | 2023-06-01 | 2023-06-01 | AC | 3 |  |  |  |  | Y |  | Y |  |  |  | PR
CA | Solar Blue | 63848 | 475 | CAISO | 36.174 | -119.9043 | PV+Storage | PV+Storage | 4 | 90% | 250 | n/a | n/a | 225 | 900 | 2023-12-01 | 2023-12-01 | unknown | 2 | PR | Y | [6 empty] | 0
CA | Chestnut | 63849 | 285.6 | CAISO | 36.1602 | -119.9049 | PV+Storage | PV+Storage | 4 | 89.64% | 150.6 | n/a | n/a | 135 | 540 | 2023-12-01 | 2023-12-01 | unknown | 2 | PR | Y
HI | AES Waikoloa Solar Hybrid | 63900 | 60 | Hawaii | 19.902 | -155.764 | PV+Storage | PV+Storage | 4 | 100% | 30 | n/a | n/a | 30 | 120 | 2023-04-01 | 2023-04-01 | DC Tight | 7 |  | Y |  | Y | PR |  | Y | Y | Y |  | Y
NC | Fort Bragg - Camp Mackall PV BESS System | 64050 | 3 | Southeast (non-ISO) | 35.029 | -79.485 | PV+Storage | PV+Storage | 1 | 200% | 1 | n/a | n/a | 2 | 2 | 2023-02-01 | 2023-02-01 | AC | 2 | [9 empty] | PR | Y
CA | Fifth Standard Solar PV, LLC (Hybrid) | 64197 | 287 | CAISO | 36.1532 | -120.1045 | PV+Storage | PV+Storage | 1 | 91.33% | 150 | n/a | n/a | 137 | 137 | 2023-09-01 | 2023-09-01 | AC | 2 | 0 | PR | 0 | 0 | 0 | 0 | 0 | 0 | 0 | 0 | Y
CA | Resurgence Solar | 64489 | 165 | CAISO | 35.0066 | -117.5448 | PV+Storage | PV+Storage | 4 | 83.33% | 90 | n/a | n/a | 75 | 300 | 2023-08-01 | 2023-08-01 | AC | 2 | PR | [9 empty] | Y
NC | South River H4 Solar Energy Storage | 64509 | 1.1 | Southeast (non-ISO) | 35.0425 | -78.587 | PV+Storage | PV+Storage | 1.8333 | 120% | 0.5 | n/a | n/a | 0.6 | 1.1 | 2023-03-01 | 2023-03-01 | AC | 3 | [6 empty] | PR | Y |  |  | Y
NC | Arba Solar Energy Storage | 64510 | 10.1 | Southeast (non-ISO) | 35.4196 | -77.7291 | PV+Storage | PV+Storage | 1.9608 | 102% | 5 | n/a | n/a | 5.1 | 10 | 2023-03-01 | 2023-03-01 | AC | 4 | Y | [5 empty] | PR | Y |  |  | Y
NC | Rose Acre Solar Energy Storage | 64511 | 4.5 | Southeast (non-ISO) | 35.6373 | -76.536 | PV+Storage | PV+Storage | 2 | 125% | 2 | n/a | n/a | 2.5 | 5 | 2023-03-01 | 2023-03-01 | AC | 5 | Y | [5 empty] | PR | Y |  | Y | Y
NC | Hamlet Solar Energy Storage | 64512 | 1 | Southeast (non-ISO) | 34.846 | -79.734 | PV+Storage | PV+Storage | 2.2 | 100% | 0.5 | n/a | n/a | 0.5 | 1.1 | 2023-03-01 | 2023-03-01 | AC | 4 | Y | [5 empty] | PR | Y |  |  | Y
NC | Wake RJ3 Solar Energy Storage | 64513 | 1.1 | Southeast (non-ISO) | 35.9539 | -78.424 | PV+Storage | PV+Storage | 1.8333 | 120% | 0.5 | n/a | n/a | 0.6 | 1.1 | 2023-03-01 | 2023-03-01 | AC | 4 | Y | [5 empty] | PR | Y |  |  | Y
MA | Kearsarge Upper Union | 64619 | 1.8 | ISO-NE | 42.0503 | -71.3913 | PV+Storage | PV+Storage | 4.875 | 80% | 1 | n/a | n/a | 0.8 | 3.9 | 2023-03-01 | 2023-03-01 | AC | 2 |  |  |  |  | PR | [5 empty] | Y
NM | Angel Fire Energy Facility | 64695 | 11.2 | West (non-ISO) | 36.4169 | -105.2807 | PV+Storage | PV+Storage | 4.0541 | 49.33% | 7.5 | n/a | n/a | 3.7 | 15 | 2023-07-01 | 2023-07-01 | AC | 3 | [6 empty] | PR | Y | 0 |  | Y
FL | John Hopkins Middle School Microgrid | 64752 | 3.3 | Southeast (non-ISO) | 27.7679 | -82.6548 | PV+Storage | PV+Storage | 7.2 | 312.5% | 0.8 | n/a | n/a | 2.5 | 18 | 2023-11-01 | 2023-09-01 | DC | 3 | [6 empty] | PR |  |  | Y | Y
MA | Old Middleboro Road Solar | 64759 | 9.5 | ISO-NE | 41.793 | -70.8203 | PV+Storage | PV+Storage | 2.9778 | 90% | 5 | n/a | n/a | 4.5 | 13.4 | 2023-01-01 | 2023-01-01 | DC | 2 | PR | [9 empty] | Y
CA | Daggett 2 | 64851 | 313 | CAISO | 34.8609 | -116.8553 | PV+Storage | PV+Storage |  | 71.98% | 182 | n/a | n/a | 131 | 4.6 | 2023-12-01 | 2023-12-01 | AC | 1 | [10 empty] | PR
CA | Daggett 3 | 64852 | 449 | CAISO | 34.8609 | -116.8553 | PV+Storage | PV+Storage |  | 49.67% | 300 | n/a | n/a | 149 | 4.6 | 2023-07-01 | 2023-07-01 | AC | 1 | 0 | 0 | 0 | 0 | 0 | 0 | 0 | 0 | 0 | 0 | PR
HI | Waiawa Solar Power Hybrid | 65058 | 72 | Hawaii | 21.4201 | -157.9707 | PV+Storage | PV+Storage | 0.12778 | 100% | 36 | n/a | n/a | 36 | 4.6 | 2023-01-01 | 2023-01-01 | AC | 1 | 0 | 0 | 0 | 0 | 0 | 0 | 0 | 0 | 0 | 0 | PR
MS | Walnut Grove Demonstration Plant | 65697 | 3 | Southeast (non-ISO) | 32.5797 | -89.4542 | PV+Storage | PV+Storage | 1 | 100% | 1.5 | n/a | n/a | 1.5 | 1.5 | 2023-07-01 | 2023-07-01 | DC | 2 | 0 | 0 | 0 | 0 | 0 | 0 | 0 | 0 | 0 | PR | Y
CA | Oberon Solar Project | 65734 | 375 | CAISO | 33.729 | -115.3824 | PV+Storage | PV+Storage | 4 | 50% | 250 | n/a | n/a | 125 | 500 | 2023-09-01 | 2023-09-01 | AC | 3 | Y |  |  |  | Y | [5 empty] | PR
CA | Oberon II Solar Project | 65735 | 375 | CAISO | 33.729 | -115.3824 | PV+Storage | PV+Storage | 4 | 50% | 250 | n/a | n/a | 125 | 500 | 2023-09-01 | 2023-10-01 | AC | 3 | Y |  |  |  | Y | 0 |  |  |  |  | PR
MA | Kearsarge 100 Sohier Rd | 65950 | 3.8 | ISO-NE | 42.5647 | -70.8811 | PV+Storage | PV+Storage | 3.5556 | 90% | 2 | n/a | n/a | 1.8 | 6.4 | 2023-05-01 | 2023-05-01 | AC | 3 |  | Y |  |  | PR | [5 empty] | Y
AZ | Storey Solar and Storage | 65956 | 210 | West (non-ISO) | 32.8882 | -111.4978 | PV+Storage | PV+Storage | 3 | 72.13% | 122 | n/a | n/a | 88 | 264 | 2023-09-01 | 2023-12-01 | AC | 3 | Y | Y | [8 empty] | PR
AZ | Mesquite Solar 5, LLC | 65963 | 120 | West (non-ISO) | 33.3252 | -112.918 | PV+Storage | PV+Storage | 4 | 100% | 60 | n/a | n/a | 60 | 240 | 2023-07-01 | 2023-07-01 | AC | 2 | 0 | PR | 0 | 0 | 0 | 0 | 0 | 0 | 0 | 0 | Y
NM | Jicarilla Solar 1 LLC | 66163 | 70 | West (non-ISO) | 36.3167 | -107.2776 | PV+Storage | PV+Storage | 4 | 40% | 50 | n/a | n/a | 20 | 80 | 2023-07-01 | 2023-07-01 | AC | 1 | 0 | 0 | 0 | 0 | 0 | 0 | 0 | PR | 0 | 0 | 0
CO | Ameresco HCE Solar LLC | 66271 | 10.3 | West (non-ISO) | 39.4665 | -107.2348 | PV+Storage | PV+Storage | 2.6724 | 128.9% | 4.5 | n/a | n/a | 5.8 | 15.5 | 2023-08-01 | 2023-08-01 | AC | 2 | [7 empty] | Y |  |  | PR
NV | Yellow Pine Solar | 66357 | 190 | West (non-ISO) | 36.0663 | -115.7751 | PV+Storage | PV+Storage | 4 | 52% | 125 | n/a | n/a | 65 | 260 | 2023-07-01 | 2023-07-01 | AC | 3 | PR | [5 empty] | Y |  |  |  | Y
NM | Buena Vista Energy Center | 66408 | 170 | West (non-ISO) | 32.0666 | -106.2853 | PV+Storage | PV+Storage | 4 | 41.67% | 120 | n/a | n/a | 50 | 200 | 2023-06-01 | 2023-06-01 | DC | 1 | 0 | 0 | 0 | 0 | 0 | 0 | 0 | 0 | 0 | 0 | PR
NY | Davis Solar | 66488 | 4 | NYISO | 41.4245 | -74.3603 | PV+Storage | PV+Storage | 2 | 100% | 2 | n/a | n/a | 2 | 4 | 2023-10-01 | 2023-05-01 | unknown | 2 | [6 empty] | PR |  |  |  | Y
CA | BCE Los Alamitos 2 | 66532 | 20 | CAISO | 33.7841 | -118.0509 | PV+Storage | PV+Storage | 0.29 | 100% | 10 | n/a | n/a | 10 | 2.9 | 2023-08-01 | 2023-08-01 | AC | 1 | [10 empty] | PR
CA | BCE Los Alamitos 1 | 66533 | 20 | CAISO | 33.7899 | -118.0639 | PV+Storage | PV+Storage | 0.29 | 100% | 10 | n/a | n/a | 10 | 2.9 | 2023-08-01 | 2023-08-01 | AC | 1 | [10 empty] | PR
CA | Resurgence Solar II | 66620 | 88 | CAISO | 35.0066 | -117.5448 | PV+Storage | PV+Storage | 7.5 | 83.33% | 48 | n/a | n/a | 40 | 300 | 2023-08-01 | 2023-09-01 | AC | 3 | Y |  |  | Y | [6 empty] | PR
AZ | Sonoran Solar Energy | 66627 | 750 | West (non-ISO) | 33.2488 | -112.5424 | PV+Storage | PV+Storage | 4 | 53.06% | 490 | n/a | n/a | 260 | 1040 | 2023-07-01 | 2023-12-01 | AC | 3 | Y | Y | [8 empty] | PR
AZ | McFarland A Solar and Storage | 66636 | 300 | CAISO | 32.9513 | -113.4905 | PV+Storage | PV+Storage | 4 | 50% | 200 | n/a | n/a | 100 | 400 | 2023-12-01 | 2023-12-01 | AC | 5 |  | Y |  | Y |  |  | PR |  | Y |  | Y
SC | Eastover Solar | 66717 | 91.6 | Southeast (non-ISO) | 33.9185 | -80.6467 | PV+Storage | PV+Storage | 4 | 24.46% | 73.6 | n/a | n/a | 18 | 72 | 2023-03-01 | 2023-03-01 | DC | 2 | 0 | 0 | PR | 0 | 0 | 0 | 0 | 0 | 0 | 0 | Y
NY | SCH - (2A) 156 Barhydt Rd Glenville | 66764 | 7.5 | NYISO | 42.85 | -74.05 | PV+Storage | PV+Storage | 4 | 50% | 5 | n/a | n/a | 2.5 | 10 | 2021-07-01 | 2021-07-01 | DC | 2 |  |  |  |  | Y | [5 empty] | PR
NY | SCH County - (2B) 4982 Rynex Corners Rd | 66765 | 5 | NYISO | 42.8842 | -74.0808 | PV+Storage | PV+Storage | 4 | 100% | 2.5 | n/a | n/a | 2.5 | 10 | 2020-12-01 | 2020-12-01 | DC | 3 | [6 empty] | Y | PR |  |  | Y
NY | Source Power Company - Richland | 66767 | 4.5 | NYISO | 43.5113 | -76.1196 | PV+Storage | PV+Storage | 3.8 | 125% | 2 | n/a | n/a | 2.5 | 9.5 | 2021-11-01 | 2021-11-01 | DC | 3 | [6 empty] | Y | PR |  |  | Y
CA | Estrella Solar & Storage | 66772 | 84 | CAISO | 34.8078 | -118.3165 | PV+Storage | PV+Storage | 4 | 50% | 56 | n/a | n/a | 28 | 112 | 2023-12-01 | 2023-12-01 | AC | 5 |  | Y |  | Y |  |  | PR |  | Y |  | Y
CA | Bishop Ranch - BR 1-Y | 66799 | 1.8 | CAISO | 37.7622 | -121.9579 | PV+Storage | PV+Storage | 1.8571 | 63.64% | 1.1 | n/a | n/a | 0.7 | 1.3 | 2022-03-01 | 2022-03-01 | AC | 5 | Y |  | Y |  |  |  | Y | PR |  |  | Y
CA | SEPV Cuyama Hybrid | 66807 | 4.6 | CAISO | 34.9047 | -119.585 | PV+Storage | PV+Storage | 4 | 187.5% | 1.6 | n/a | n/a | 3 | 12 | 2023-12-01 | 2023-12-01 | DC | 2 | PR | 0 | 0 | 0 | 0 | 0 | 0 | 0 | 0 | 0 | Y
AZ | SR McNeal | 66925 | 40 | West (non-ISO) | 31.5551 | -109.7013 | PV+Storage | PV+Storage | 1 | 100% | 20 | n/a | n/a | 20 | 20 | 2023-12-01 | 2023-12-01 | AC | 1 | 0 | 0 | 0 | 0 | 0 | 0 | 0 | 0 | 0 | 0 | PR
AZ | Mohave Energy - Hybrid | 67178 | 32.6 | West (non-ISO) | 34.9933 | -114.5484 | PV+Storage | PV+Storage | 4 | 85.23% | 17.6 | n/a | n/a | 15 | 60 | 2023-09-01 | 2023-09-01 | DC | 7 | Y | Y |  |  | Y | Y | Y | Y |  |  | PR
MA | 401 South | 67241 | 1.5 | Southeast (non-ISO) | 42.464 | -73.184 | PV+Storage | PV+Storage | 2 | 200% | 0.5 | n/a | n/a | 1 | 2 | 2023-12-01 | 2023-12-01 | AC | 1 | [10 empty] | PR
MA | 5 Berry | 67242 | 7.1 | ISO-NE | 42.021 | -71.342 | PV+Storage | PV+Storage | 2.5 | 73.17% | 4.1 | n/a | n/a | 3 | 7.5 | 2023-09-01 | 2023-09-01 | DC Tight | 1 | [10 empty] | PR
NY | White Plains_RFP-Gedney Way Landfill | 67275 | 3.3 | NYISO | 41.0089 | -73.7577 | PV+Storage | PV+Storage | 3.9231 | 65% | 2 | n/a | n/a | 1.3 | 5.1 | 2022-04-01 | 2022-04-01 | AC | 3 |  | PR |  |  | Y | [5 empty] | Y
MA | CVEC Round 4 Brewster Captn Golf Course | 67296 | 1.2 | ISO-NE | 41.7321 | -70.0166 | PV+Storage | PV+Storage | 2.25 | 50% | 0.8 | n/a | n/a | 0.4 | 0.9 | 2022-03-01 | 2022-03-01 | AC | 4 |  |  |  |  | Y |  | Y | PR |  |  | Y
MA | 665 Scenic Highway | 67457 | 5.8 | ISO-NE | 41.77 | -70.571 | PV+Storage | PV+Storage | 20.6667 | 34.88% | 4.3 | n/a | n/a | 1.5 | 31 | 2022-12-01 | 2022-12-01 | DC | 1 | [10 empty] | PR
MA | 1 Commercial | 67464 | 1.5 | ISO-NE | 42.115 | -71.237 | PV+Storage | PV+Storage | 2 | 200% | 0.5 | n/a | n/a | 1 | 2 | 2023-09-01 | 2023-09-01 | DC | 1 | [10 empty] | PR
TX | Five Wells Solar Center - Hybrid | 65502 | 622.9 | ERCOT | 30.9986 | -97.259 | PV+Storage | PV+Storage | 0.95238 | 72.84% | 360.4 | n/a | n/a | 262.5 | 250 | 2024-07-01 | 2019-12-01 | AC | 3 | 0 | PR | 0 | 0 | Y | 0 | 0 | 0 | 0 | 0 | Y
AZ | Saint Energy Storage II LLC | 63476 | 200 | West (non-ISO) | 32.8695 | -111.5142 | PV+Storage | PV+Storage | 4 | 100% | 100 | n/a | n/a | 100 | 400 | 2023-09-01 | 2021-01-01 | AC | 3 | Y | Y | [8 empty] | PR
AZ | Chino Valley Solar | 57560 | 38 | West (non-ISO) | 34.7184 | -112.429 | PV+Storage | PV+Storage | 4 | 100% | 19 | n/a | n/a | 19 | 76 | 2024-01-01 | 2012-12-01 | AC | 5 | Y |  |  | Y |  |  | PR |  | Y |  | Y
NM | Arroyo Solar Energy Storage Hybrid | 63172 | 450 | West (non-ISO) | 35.9703 | -107.5631 | PV+Storage | PV+Storage | 4 | 50% | 300 | n/a | n/a | 150 | 600 | 2023-07-01 | 2024-01-01 | unknown | 1 | PR | 0 | 0 | 0 | 0 | 0 | 0 | 0 | 0 | 0 | 0
AZ | Red Rock | 60467 | 84.9 | West (non-ISO) | 32.551 | -111.2892 | PV+Storage | PV+Storage | 4 | 93.39% | 43.9 | n/a | n/a | 41 | 164 | 2023-11-01 | 2017-02-01 | AC | 5 | Y |  |  | Y |  |  | PR |  | Y |  | Y
FL | Lake Placid Solar Power Plant | 62541 | 62.3 | Southeast (non-ISO) | 27.3311 | -81.364 | PV+Storage | PV+Storage | 2.0809 | 38.44% | 45 | n/a | n/a | 17.3 | 36 | 2023-02-01 | 2019-12-01 | DC | 3 |  |  |  | Y | Y | [5 empty] | PR
TX | Roadrunner, LLC Hybrid | 62561 | 463.3 | ERCOT | 31.2194 | -102.1922 | PV+Storage | PV+Storage | 1.7156 | 15.82% | 400 | n/a | n/a | 63.3 | 108.6 | 2023-07-01 | 2020-08-01 | unknown | 3 | PR | Y | [6 empty] | Y |  | 0
MA | Syncarpha Millbury Hybrid (CSG) | 62974 | 8.8 | ISO-NE | 42.1752 | -71.793 | PV+Storage | PV+Storage | 2.0789 | 76% | 5 | n/a | n/a | 3.8 | 7.9 | 2023-02-01 | 2022-10-01 | AC | 5 | Y | Y |  | Y |  |  | Y |  |  |  | PR
NY | Hales Mills Solar, LLC | 63339 | 8 | NYISO | 43.0183 | -74.3292 | PV+Storage | PV+Storage | 4.2667 | 60% | 5 | n/a | n/a | 3 | 12.8 | 2024-09-01 | 2020-10-01 | DC | 1 | [10 empty] | PR
CA | Desert Quartzite | 59871 | 450 | CAISO | 33.565 | -114.753 | PV+Storage | PV+Storage | 1 | 50% | 300 | n/a | n/a | 150 | 150 | 2024-12-01 | 2024-12-01 | AC | 2 |  |  |  |  | PR | [5 empty] | Y
VA | Scott Solar Farm | 60316 | 57 | PJM | 37.523 | -77.934 | PV+Storage | PV+Storage | 1.2 | 235.3% | 17 | n/a | n/a | 40 | 48 | 2022-12-01 | 2016-12-01 | AC | 2 |  |  |  | Y | [6 empty] | PR
CA | SunAnza | 60791 | 7.8 | CAISO | 33.5553 | -116.6396 | PV+Storage | PV+Storage | 2.0909 | 129.4% | 3.4 | n/a | n/a | 4.4 | 9.2 | 2022-01-01 | 2017-09-01 | AC | 5 | Y |  |  |  | Y | Y |  |  |  | PR | Y
AZ | Apache Solar I | 60964 | 40 | West (non-ISO) | 32.0681 | -109.8904 | PV+Storage | PV+Storage | 4 | 100% | 20 | n/a | n/a | 20 | 80 | 2024-06-01 | 2017-10-01 | AC | 5 | Y |  |  | Y |  |  | PR |  | Y |  | Y
MD | Fort Detrick Solar PV | 61552 | 21.7 | PJM | 39.44 | -77.45 | PV+Storage | PV+Storage | 1 | 38.22% | 15.7 | n/a | n/a | 6 | 6 | 2024-02-01 | 2016-02-01 | DC | 2 | 0 | PR | [8 empty] | Y
CA | Baldwin | 65532 | 6 | CAISO | 33.6693 | -117.6468 | PV+Storage | PV+Storage | 6.9 | 20% | 5 | n/a | n/a | 1 | 6.9 | 2019-08-01 | 2022-03-01 | unknown | 3 | Y | [5 empty] | Y | PR
SC | Lone Star Solar | 62235 | 132 | Southeast (non-ISO) | 33.6488 | -80.6391 | PV+Storage | PV+Storage | 3 | 100% | 66 | n/a | n/a | 66 | 198 | 2024-12-01 | 2024-12-01 | DC | 3 |  |  |  |  | Y |  | PR |  |  |  | Y
NV | Gemini Solar Hybrid | 63352 | 1070 | West (non-ISO) | 36.4678 | -114.806 | PV+Storage | PV+Storage | 1 | 55.07% | 690 | n/a | n/a | 380 | 380 | 2024-03-01 | 2024-03-01 | DC | 2 | PR | [9 empty] | Y
AZ | Mohave Electric Cooperative at Joy Lane | 63554 | 25.9 | West (non-ISO) | 34.9843 | -114.5565 | PV+Storage | PV+Storage | 4 | 137.6% | 10.9 | n/a | n/a | 15 | 60 | 2024-09-01 | 2016-10-01 | AC | 5 | Y |  |  | Y |  |  | PR |  | Y |  | Y
CA | Golden Field Solar III, LLC | 63859 | 339 | CAISO | 34.847 | -118.395 | PV+Storage | PV+Storage | 1 | 76.56% | 192 | n/a | n/a | 147 | 147 | 2024-03-01 | 2020-12-01 | AC | 1 | [10 empty] | PR
NV | Dry Lake Solar Energy Center | 63933 | 250 | West (non-ISO) | 36.4273 | -114.8907 | PV+Storage | PV+Storage | 1.5 | 66.67% | 150 | n/a | n/a | 100 | 150 | 2024-05-01 | 2024-05-01 | AC | 1 | 0 | 0 | 0 | 0 | 0 | 0 | 0 | 0 | 0 | 0 | PR
MA | Hadley 3 Solar (North) | 64231 | 4.9 | ISO-NE | 42.3588 | -72.5426 | PV+Storage | PV+Storage | 4.4 | 25.64% | 3.9 | n/a | n/a | 1 | 4.4 | 2024-05-01 | 2019-12-01 | AC | 1 | [10 empty] | PR
HI | AES Maui Kuihelani Solar Hybrid | 64256 | 120 | Hawaii | 20.8439 | -156.485 | PV+Storage | PV+Storage | 4 | 100% | 60 | n/a | n/a | 60 | 240 | 2024-05-01 | 2024-05-01 | DC | 4 |  | Y |  |  |  | Y |  |  | Y |  | PR
HI | AES West Oahu Solar Hybrid | 64656 | 25 | Hawaii | 21.372 | -158.062 | PV+Storage | PV+Storage | 4 | 100% | 12.5 | n/a | n/a | 12.5 | 50 | 2024-03-01 | 2024-03-01 | DC | 4 |  | Y |  |  |  | Y |  |  | Y |  | PR
MA | Three Rivers Solar LLC | 64844 | 5.4 | ISO-NE | 42.1688 | -72.3944 | PV+Storage | PV+Storage | 2 | 35% | 4 | n/a | n/a | 1.4 | 2.8 | 2024-11-01 | 2024-11-01 | DC | 3 | Y | 0 |  |  |  |  | PR |  |  |  | Y
CA | Scarlet Solar (CA) | 64908 | 240 | CAISO | 36.5975 | -120.3623 | PV+Storage | PV+Storage | 5 | 20% | 200 | n/a | n/a | 40 | 200 | 2024-06-01 | 2024-06-01 | AC | 1 | [10 empty] | PR
MA | ASD Cotuit MA Solar LLC | 65014 | 5.6 | ISO-NE | 41.6887 | -70.4775 | PV+Storage | PV+Storage | 1.68 | 80.65% | 3.1 | n/a | n/a | 2.5 | 4.2 | 2024-08-01 | 2023-11-01 | DC | 3 | PR | [5 empty] | Y |  |  |  | Y
MS | Golden Triangle II | 65291 | 200 | Southeast (non-ISO) | 33.4155 | -88.6223 | PV+Storage | PV+Storage | 4 | 33.33% | 150 | n/a | n/a | 50 | 200 | 2024-05-01 | 2024-05-01 | DC | 1 | PR
AR | General Dynamics | 65351 | 7 | MISO | 33.602 | -92.541 | PV+Storage | PV+Storage | 1.92 | 250% | 2 | n/a | n/a | 5 | 9.6 | 2020-12-01 | 2020-11-01 | AC | 2 | [6 empty] | PR |  |  |  | Y
CA | Amazon Bakersfield 1 Solar Project | 65562 | 5.9 | CAISO | 35.4466 | -119.0509 | PV+Storage | PV+Storage | 3.6875 | 37.21% | 4.3 | n/a | n/a | 1.6 | 5.9 | 2024-01-01 | 2024-01-01 | AC | 2 | PR | [9 empty] | Y
AK | Kotzebue Hybrid | 6304 | 16.3 | Alaska | 66.8378 | -162.5569 | Other | Wind+Fossil+Storage | 0.83333 | 7.947% | 3.3 | n/a | 11.8 | 1.2 | 1 | 2015-12-01 | 1997-01-01 | AC | 8 |  | PR | Y | Y | Y |  | Y | Y |  | Y | Y
CA | Vikings Energy Farm | 65711 | 286.8 | West (non-ISO) | 32.8034 | -115.2717 | PV+Storage | PV+Storage | 4 | 109.6% | 136.8 | n/a | n/a | 150 | 600 | 2024-05-01 | 2024-10-01 | AC | 6 | PR | Y |  | Y |  |  |  | Y | Y |  | Y
CA | Victory Pass | 65743 | 250 | CAISO | 33.701 | -115.3163 | PV+Storage | PV+Storage | 4 | 25% | 200 | n/a | n/a | 50 | 200 | 2024-03-01 | 2024-03-01 | AC | 3 | PR | Y | [8 empty] | Y
CA | Arica Solar | 65744 | 399 | CAISO | 33.701 | -115.3163 | PV+Storage | PV+Storage | 4 | 51.71% | 263 | n/a | n/a | 136 | 544 | 2024-03-01 | 2024-03-01 | AC | 3 | PR | Y | [8 empty] | Y
AZ | Mesquite Solar 4, LLC | 65962 | 62.5 | CAISO | 33.3265 | -112.9189 | PV+Storage | PV+Storage | 4.77 | 19.05% | 52.5 | n/a | n/a | 10 | 47.7 | 2024-01-01 | 2024-01-01 | AC | 2 | 0 | PR | 0 | 0 | 0 | 0 | 0 | 0 | 0 | 0 | Y
HI | Kaheawa Wind Power II LLC | 57082 | 61 | Hawaii | 20.7947 | -156.536 | Wind+Storage | Wind+Storage | 2 | 19.61% | 51 | n/a | n/a | 10 | 20 | 2012-06-01 | 2006-01-01 | unknown | 7 |  | Y | Y | Y | Y |  |  |  | Y | Y | PR
HI | Auwahi Wind Energy Hybrid | 57996 | 35 | Hawaii | 20.596 | -156.318 | Wind+Storage | Wind+Storage | 0.4 | 45.83% | 24 | n/a | n/a | 11 | 4.4 | 2012-12-01 | 2012-12-01 | unknown | 2 |  | Y |  | PR
IL | FPL Energy Illinois Wind LLC Hybrid | 57325 | 237.5 | PJM | 41.7678 | -88.8867 | Wind+Storage | Wind+Storage | 0.415 | 9.195% | 217.5 | n/a | n/a | 20 | 8.3 | 2014-11-01 | 2009-12-01 | unknown | 1 |  | PR
NM | Casa Mesa Wind Energy Center Hybrid | 61925 | 51.9 | West (non-ISO) | 34.605 | -103.9661 | Wind+Storage | Wind+Storage | 1 | 1.965% | 50.9 | n/a | n/a | 1 | 1 | 2018-11-01 | 2018-11-01 | unknown | 2 |  | Y | [8 empty] | PR
PA | Meyersdale Battery | 56052 | 48 | PJM | 39.8282 | -79.0198 | Wind+Storage | Wind+Storage | 0.67222 | 60% | 30 | n/a | n/a | 18 | 12.1 | 2015-12-01 | 2003-12-01 | unknown | 1 |  | PR
SD | Rolling Thunder Wind Farm Hybrid | 57045 | 25.8 | SPP | 44.4778 | -99.1339 | Wind+Storage | Wind+Storage | 1 | 3.2% | 25 | n/a | n/a | 0.8 | 0.8 | 2018-11-01 | 2009-11-01 | unknown | 3 | [7 empty] | PR |  | Y | Y
TX | Notrees Windpower Hybrid | 56961 | 188.5 | ERCOT | 31.995 | -102.8283 | Wind+Storage | Wind+Storage | 0.37778 | 23.61% | 152.5 | n/a | n/a | 36 | 13.6 | 2012-12-01 | 2009-04-01 | AC | 1 | 0 | PR |  |  | 0 | 0
TX | Pyron Wind Farm LLC Hybrid | 56981 | 258.9 | ERCOT | 32.5886 | -100.6728 | Wind+Storage | Wind+Storage | 1 | 3.976% | 249 | n/a | n/a | 9.9 | 9.9 | 2018-01-01 | 2009-02-01 | AC | 2 | 0 | PR | 0 | 0 | 0 | 0 | 0 | 0 | 0 | 0 | Y
TX | Inadale Wind Farm LLC Hybrid | 56984 | 206.9 | ERCOT | 32.4969 | -100.5797 | Wind+Storage | Wind+Storage | 1 | 5.025% | 197 | n/a | n/a | 9.9 | 9.9 | 2018-01-01 | 2009-09-01 | AC | 2 | 0 | PR | 0 | 0 | 0 | 0 | 0 | 0 | 0 | 0 | Y
WV | Laurel Mountain Hybrid | 57447 | 113.6 | PJM | 39.0072 | -79.8866 | Wind+Storage | Wind+Storage | 1 | 16.39% | 97.6 | n/a | n/a | 16 | 16 | 2011-10-01 | 2011-08-01 | unknown | 2 |  | PR | [8 empty] | Y
WV | Beech Ridge Energy Storage | 57151 | 132 | PJM | 38.0878 | -80.4925 | Wind+Storage | Wind+Storage | 0.39683 | 31.34% | 100.5 | n/a | n/a | 31.5 | 12.5 | 2015-10-01 | 2010-01-01 | DC | 2 |  | Y | [6 empty] | PR
TX | Blue Summit Storage, LLC | 58372 | 165.4 | ERCOT | 34.299 | -99.399 | Wind+Storage | Wind+Storage | 0.42 | 22.16% | 135.4 | n/a | n/a | 30 | 12.6 | 2017-08-01 | 2012-12-01 | unknown | 1 |  | PR
TX | High Lonesome Wind Power, LLC Hybrid | 62562 | 562.8 | ERCOT | 31.1717 | -101.8811 | Wind+Storage | Wind+Storage | 1.2796 | 12.67% | 499.5 | n/a | n/a | 63.3 | 81 | 2023-06-01 | 2023-07-01 | unknown | 3 | PR | Y | [6 empty] | Y |  | 0
CA | Mojave 16/17/18 BESS | 50821 | 240.5 | CAISO | 35.0442 | -118.2756 | Wind+Storage | Wind+Storage | 1 | 47.09% | 163.5 | n/a | n/a | 77 | 77 | 2020-08-01 | 1989-12-01 | unknown | 3 | PR | Y |  | Y
TX | Ranchland Wind Storage | 64551 | 187.9 | ERCOT | 32.3085 | -99.1642 | Wind+Storage | Wind+Storage | 1.4877 | 63.53% | 114.9 | n/a | n/a | 73 | 108.6 | 2023-12-01 | 2023-01-01 | unknown | 3 | PR | Y | [6 empty] | Y |  | 0
TX | Azure Sky Wind Project, LLC Hybrid | 64164 | 470.2 | ERCOT | 33.1691 | -99.266 | Wind+Storage | Wind+Storage | 1.5833 | 34.27% | 350.2 | n/a | n/a | 120 | 190 | 2023-10-01 | 2022-10-01 | unknown | 3 | PR | Y | [6 empty] | Y |  | 0
OK | Rush Springs Energy Storage (BA) | 60592 | 259.9 | SPP | 34.6956 | -97.8297 | Wind+Storage | Wind+Storage | 2 | 4.002% | 249.9 | n/a | n/a | 10 | 20 | 2020-03-01 | 2016-12-01 | unknown | 2 | Y | PR
TX | Cameron Wind 1 LLC | 59118 | 181.4 | ERCOT | 26.1953 | -97.4661 | Wind+Storage | Wind+Storage | 2 | 9.939% | 165 | n/a | n/a | 16.4 | 32.8 | 2024-03-01 | 2015-12-01 | unknown | 3 | PR | Y |  | Y
CA | Grossmont-Cuyamaca-Cuyamaca Col. Solar & | 66023 | 2.4 | CAISO | 32.7466 | -116.9389 | PV+Storage | PV+Storage | 1 | 71.43% | 1.4 | n/a | n/a | 1 | 1 | 2024-03-01 | 2024-03-01 | AC | 3 |  |  |  |  | Y |  | PR |  |  |  | Y
FL | Dover Solar and Battery Storage | 66129 | 40 | Southeast (non-ISO) | 27.9559 | -82.2014 | PV+Storage | PV+Storage | 2 | 60% | 25 | n/a | n/a | 15 | 30 | 2024-12-01 | 2023-12-01 | AC | 8 | Y | Y | Y | Y | Y |  | PR |  | Y |  | Y
TX | Zier Solar | 66137 | 200.4 | ERCOT | 29.351 | -100.562 | PV+Storage | PV+Storage | 1.9802 | 25.25% | 160 | n/a | n/a | 40.4 | 80 | 2024-04-01 | 2024-04-01 | unknown | 3 | PR | Y |  | Y
AZ | Eleven Mile Solar Center | 66263 | 600 | West (non-ISO) | 32.861 | -111.5919 | PV+Storage | PV+Storage | 4 | 100% | 300 | n/a | n/a | 300 | 1200 | 2024-06-01 | 2024-06-01 | AC | 2 |  |  |  |  | PR | [5 empty] | Y
CA | Proxima | 66270 | 352 | CAISO | 37.4004 | -121.1628 | PV+Storage | PV+Storage | 4 | 85.26% | 190 | n/a | n/a | 162 | 648 | 2024-04-01 | 2024-06-01 | AC | 3 | Y |  |  | PR | [6 empty] | Y
CA | CA Manteca 730 Spreckels Ave | 66509 | 3 | CAISO | 37.7887 | -121.1945 | PV+Storage | PV+Storage | 2 | 100% | 1.5 | n/a | n/a | 1.5 | 3 | 2024-09-01 | 2024-09-01 | DC | 2 | Y |  | PR
NM | San Juan Solar I | 66574 | 300 | West (non-ISO) | 36.8425 | -108.3514 | PV+Storage | PV+Storage | 5.614 | 50% | 200 | n/a | n/a | 100 | 561.4 | 2024-10-01 | 2024-11-01 | unknown | 1 | PR
CA | Baldy Mesa Solar & Storage | 66598 | 225 | CAISO | 34.6092 | -117.4543 | PV+Storage | PV+Storage | 4 | 50% | 150 | n/a | n/a | 75 | 300 | 2024-05-01 | 2024-05-01 | DC | 5 |  | Y | 0 | Y |  |  | PR |  | Y |  | Y
AR | Craighead Electric Solar One | 66608 | 2.2 | MISO | 35.9223 | -90.5672 | PV+Storage | PV+Storage | 6 | 120% | 1 | n/a | n/a | 1.2 | 7.2 | 2020-05-01 | 2018-08-01 | AC | 2 | [6 empty] | PR |  |  |  | Y
AZ | McFarland B Solar and Storage | 66637 | 450 | CAISO | 32.9575 | -113.476 | PV+Storage | PV+Storage | 4 | 50% | 300 | n/a | n/a | 150 | 600 | 2024-12-01 | 2024-12-01 | DC | 5 |  | Y |  | Y |  |  | PR |  | Y |  | Y
CA | Raceway Solar & Storage | 66773 | 205 | CAISO | 34.8424 | -118.2862 | PV+Storage | PV+Storage | 4 | 64% | 125 | n/a | n/a | 80 | 320 | 2024-05-01 | 2024-05-01 | AC | 5 |  | Y |  | Y |  |  | PR |  | Y |  | Y
CA | Bishop Ranch - BR 8-P | 66800 | 1.5 | CAISO | 37.7682 | -121.9666 | PV+Storage | PV+Storage | 2.2 | 50% | 1 | n/a | n/a | 0.5 | 1.1 | 2024-11-01 | 2024-11-01 | AC | 3 | [6 empty] | Y | PR |  |  | Y
AK | Snake River | 90 | 18.4 | Alaska | 64.5053 | -165.4298 | Other | Wind+Fossil | n/a | n/a | 1.8 | n/a | 16.6 | n/a | n/a | n/a | 2013-07-01 |  | 0
CO | Lamar Plant | 508 | 8 | West (non-ISO) | 38.0333 | -102.5379 | Other | Wind+Fossil | n/a | n/a | 6 | n/a | 2 | n/a | n/a | n/a | 2004-02-01 |  | 0
MN | Mountain Lake | 1998 | 7.2 | MISO | 43.9405 | -94.9434 | Other | Wind+Fossil | n/a | n/a | 1.2 | n/a | 6 | n/a | n/a | n/a | 2007-07-01 |  | 0
MN | Worthington | 2024 | 19.6 | MISO | 43.6335 | -95.6092 | Other | Wind+Fossil | n/a | n/a | 5.6 | n/a | 14 | n/a | n/a | n/a | 2002-07-01 |  | 0
MN | Carleton College | 57296 | 7.8 | MISO | 44.4619 | -93.1564 | Other | Wind+Fossil | n/a | n/a | 3.2 | n/a | 4.6 | n/a | n/a | n/a | 2004-09-01 |  | 0
AK | Sand Point | 1 | 3.7 | Alaska | 55.3397 | -160.4972 | Other | Wind+Fossil | n/a | n/a | 1 | n/a | 2.7 | n/a | n/a | n/a | 2011-10-01 |  | 0
PA | PPL Frey Farm Landfill Wind | 56510 | 6.4 | PJM | 39.9592 | -76.4556 | Other | Wind+Fossil | n/a | n/a | 3.2 | n/a | 3.2 | n/a | n/a | n/a | 2011-01-01 |  | 0
NY | Harbec Energy | 62736 | 1.7 | NYISO | 43.2273 | -77.3641 | Other | Wind+Fossil | n/a | n/a | 1.2 | n/a | 0.5 | n/a | n/a | n/a | 2001-12-01 |  | 0
TX | Fence Post Solar Hybrid Project, LLC | 66801 | 308 | ERCOT | 32.0728 | -96.2239 | PV+Storage | PV+Storage | 1.5972 | 30.51% | 236 | n/a | n/a | 72 | 115 | 2024-09-01 | 2024-09-01 | unknown | 3 | PR | Y | [6 empty] | Y |  | 0
NM | Sky Ranch Solar | 66814 | 240 | West (non-ISO) | 34.7816 | -106.7769 | PV+Storage | PV+Storage | 4 | 26.32% | 190 | n/a | n/a | 50 | 200 | 2024-04-01 | 2024-04-01 | AC | 2 |  |  |  |  | PR |  | 0 | 0 |  |  | Y
CA | Baldy Mesa 2_Silver Peak Hybrid | 66885 | 75 | CAISO | 34.6091 | -117.4537 | PV+Storage | PV+Storage | 4 | 50% | 50 | n/a | n/a | 25 | 100 | 2024-12-01 | 2024-12-01 | DC | 5 |  | Y |  | Y |  |  | PR |  | Y |  | Y
CA | Scarlet II Hybrid | 66951 | 350 | CAISO | 36.6037 | -120.3757 | PV+Storage | PV+Storage | 4 | 75% | 200 | n/a | n/a | 150 | 600 | 2024-12-01 | 2024-12-01 | AC | 1 | [10 empty] | PR
TX | Copperhead Solar, LLC | 67019 | 250 | ERCOT | 31.45 | -96.86 | PV+Storage | PV+Storage | 1 | 66.67% | 150 | n/a | n/a | 100 | 100 | 2024-09-01 | 2024-09-01 | AC | 3 | 0 | PR |  | Y |  |  |  |  | Y
NV | Yellow Pine II | 67091 | 210 | West (non-ISO) | 36.0755 | -115.7913 | PV+Storage | PV+Storage | 4 | 68% | 125 | n/a | n/a | 85 | 340 | 2024-05-01 | 2024-05-01 | unknown | 3 | PR |  |  | Y |  |  |  | Y
CA | Paulsell | 67092 | 35 | CAISO | 37.3741 | -121.1352 | PV+Storage | PV+Storage | 4 | 75% | 20 | n/a | n/a | 15 | 60 | 2024-06-01 | 2024-06-01 | unknown | 3 | Y |  |  | Y |  |  |  | PR
CA | Amazon SAN3 Solar Project | 67170 | 7 | CAISO | 32.5662 | -116.9335 | PV+Storage | PV+Storage | 3.7083 | 52.17% | 4.6 | n/a | n/a | 2.4 | 8.9 | 2024-05-01 | 2024-05-01 | DC | 2 | [6 empty] | 0 | PR |  |  | Y
NY | FFP - NY Urbanski | 67281 | 8.4 | NYISO | 41.3309 | -74.4034 | PV+Storage | PV+Storage | 2.625 | 90.91% | 4.4 | n/a | n/a | 4 | 10.5 | 2024-05-01 | 2024-04-01 | DC | 2 |  |  |  |  | Y | [5 empty] | PR
NY | FFP - NY Varano | 67282 | 10 | NYISO | 41.3753 | -74.3929 | PV+Storage | PV+Storage | 2.1 | 100% | 5 | n/a | n/a | 5 | 10.5 | 2024-05-01 | 2024-04-01 | DC | 2 |  |  |  |  | Y | [5 empty] | PR
TX | Ganado Solar | 67284 | 221 | ERCOT | 29.1091 | -96.5288 | PV+Storage | PV+Storage | 1.6312 | 46.84% | 150.5 | n/a | n/a | 70.5 | 115 | 2024-03-01 | 2023-10-01 | unknown | 3 | PR | Y | [6 empty] | Y |  | 0
AZ | Sun Streams 3 | 67285 | 430 | West (non-ISO) | 33.3317 | -112.8119 | PV+Storage | PV+Storage | 4 | 100% | 215 | n/a | n/a | 215 | 860 | 2024-06-01 | 2024-06-01 | AC | 3 |  |  | Y |  | Y | [5 empty] | PR
IN | Cavalry Solar Hybrid | 67489 | 245 | MISO | 40.8953 | -86.8102 | PV+Storage | PV+Storage | 4 | 22.5% | 200 | n/a | n/a | 45 | 180 | 2024-05-01 | 2024-05-01 | unknown | 6 | Y | Y | 0 | Y |  |  | Y |  | PR | Y
MN | Marshall Solar Plus LLC | 67545 | 15 | MISO | 44.4699 | -95.7792 | PV+Storage | PV+Storage | 6.12 | 50% | 10 | n/a | n/a | 5 | 30.6 | 2024-12-01 | 2024-12-01 | AC | 3 | PR |  |  |  | Y | [5 empty] | Y
MA | Monument Valley | 67577 | 3 | ISO-NE | 42.253 | -73.3321 | PV+Storage | PV+Storage | 2.2 | 50% | 2 | n/a | n/a | 1 | 2.2 | 2022-01-01 | 2022-01-01 | DC Tight | 1 | 0 | 0 | 0 | 0 | 0 | 0 | 0 | 0 | 0 | 0 | PR
MA | Sandwich | 67578 | 4 | ISO-NE | 41.7178 | -70.4799 | PV+Storage | PV+Storage | 2.3 | 100% | 2 | n/a | n/a | 2 | 4.6 | 2023-07-01 | 2023-07-01 | DC Tight | 1 | 0 | 0 | 0 | 0 | 0 | 0 | 0 | 0 | 0 | 0 | PR
CA | Bishop Ranch BR 1-X | 67743 | 1.4 | CAISO | 37.7598 | -121.956 | PV+Storage | PV+Storage | 2.2 | 55.56% | 0.9 | n/a | n/a | 0.5 | 1.1 | 2022-03-01 | 2022-03-01 | AC | 3 | [6 empty] | Y | PR |  |  | Y
NY | White Plains RFP Shapham Place | 67745 | 6.2 | NYISO | 41.0215 | -73.7589 | PV+Storage | PV+Storage | 0.4 | 416.7% | 1.2 | n/a | n/a | 5 | 2 | 2022-05-01 | 2022-05-01 | AC | 3 |  | PR |  |  | Y | [5 empty] | Y
CA | CA- US Foods- Livermore | 68064 | 2.4 | CAISO | 37.7116 | -121.7085 | PV+Storage | PV+Storage | 1.75 | 100% | 1.2 | n/a | n/a | 1.2 | 2.1 | 2024-08-01 | 2024-08-01 | AC | 6 | Y |  | Y |  | Y | Y | PR |  |  |  | Y
MA | Old Frontier Solar III | 68069 | 4 | ISO-NE | 42.494 | -72.6225 | PV+Storage | PV+Storage | 1.1 | 100% | 2 | n/a | n/a | 2 | 2.2 | 2022-09-01 | 2022-09-01 | DC | 1 | 0 | 0 | 0 | 0 | 0 | 0 | 0 | 0 | 0 | 0 | PR
IL | Coffeen Solar BESS | 68147 | 46.2 | MISO | 39.069 | -89.3934 | PV+Storage | PV+Storage | 4 | 4.525% | 44.2 | n/a | n/a | 2 | 8 | 2024-12-01 | 2024-12-01 | unknown | 1 | PR | 0 | 0 | 0 | 0 | 0 | 0 | 0 | 0 | 0 | 0
IL | Baldwin Solar BESS | 68148 | 70.4 | MISO | 38.2035 | -89.8539 | PV+Storage | PV+Storage | 4 | 2.924% | 68.4 | n/a | n/a | 2 | 8 | 2024-12-01 | 2024-12-01 | unknown | 1 | PR | 0 | 0 | 0 | 0 | 0 | 0 | 0 | 0 | 0 | 0
CA | North Juvenile Detention Center Solar | 68266 | 1.4 | CAISO | 36.461 | -119.32 | PV+Storage | PV+Storage | 1.6667 | 27.27% | 1.1 | n/a | n/a | 0.3 | 0.5 | 2019-11-01 | 2019-11-01 | unknown | 3 |  | Y | [5 empty] | PR | Y
CA | Tipton 1 - (CA) | 68547 | 5.2 | CAISO | 36.0502 | -119.3147 | PV+Storage | PV+Storage | 3.9 | 23.81% | 4.2 | n/a | n/a | 1 | 3.9 | 2024-12-01 | 2024-12-01 | AC | 2 |  |  | PR | [7 empty] | Y
CA | Tipton 2 - (CA) | 68548 | 2.8 | CAISO | 36.0502 | -119.3147 | PV+Storage | PV+Storage | 4.1429 | 33.33% | 2.1 | n/a | n/a | 0.7 | 2.9 | 2024-12-01 | 2024-12-01 | AC | 2 |  |  | PR | [7 empty] | Y
CA | Visalia Solar | 68575 | 3.6 | CAISO | 36.3614 | -119.3925 | PV+Storage | PV+Storage | 3.9091 | 44% | 2.5 | n/a | n/a | 1.1 | 4.3 | 2024-06-01 | 2024-06-01 | AC | 3 | [6 empty] | Y |  |  | PR | Y
HI | Mauna Loa Macadamia Nut | 68605 | 1.3 | Hawaii | 19.6569 | -155.0087 | PV+Storage | PV+Storage | 2.6 | 62.5% | 0.8 | n/a | n/a | 0.5 | 1.3 | 2021-12-01 | 2021-12-01 | AC | 3 | [6 empty] | Y | PR |  |  | Y
MA | Partridge Solar | 68679 | 7.5 | ISO-NE | 42.49 | -73.214 | PV+Storage | PV+Storage | 1 | 66.67% | 4.5 | n/a | n/a | 3 | 3 | 2022-09-01 | 2022-09-01 | unknown | 3 |  | Y |  |  | 0 |  |  | PR | Y |  | 0
MA | Saddleback Solar | 68680 | 6.1 | ISO-NE | 42.536 | -73.229 | PV+Storage | PV+Storage | 1 | 69.44% | 3.6 | n/a | n/a | 2.5 | 2.5 | 2022-09-01 | 2022-09-01 | unknown | 3 |  | Y | [5 empty] | PR | Y
MA | Skyline Solar | 68742 | 7.5 | ISO-NE | 42.5028 | -73.2282 | PV+Storage | PV+Storage | 1 | 66.67% | 4.5 | n/a | n/a | 3 | 3 | 2022-09-01 | 2022-09-01 | unknown | 3 |  | Y | [5 empty] | PR | Y
MA | Adams Grove Solar | 68743 | 8.3 | ISO-NE | 42.6078 | -73.1357 | PV+Storage | PV+Storage | 1 | 66% | 5 | n/a | n/a | 3.3 | 3.3 | 2022-09-01 | 2022-09-01 | unknown | 3 |  | Y | [5 empty] | PR | Y
MA | Apollo | 68773 | 3.8 | ISO-NE | 41.6791 | -70.8944 | PV+Storage | PV+Storage | 2.1538 | 52% | 2.5 | n/a | n/a | 1.3 | 2.8 | 2021-09-01 | 2021-09-01 | DC | 4 | PR | Y |  |  | Y |  | Y
CA | Eland Solar & Storage Center, Phase 1 Hybrid | 61168 | 459.6 | West (non-ISO) | 35.2237 | -117.977 | PV+Storage | PV+Storage | 4 | 48.45% | 309.6 | n/a | n/a | 150 | 600 | 2024-11-01 | 2024-11-01 | AC | 4 |  | Y | Y | [5 empty] | Y |  | PR
CA | Lockhart ESS, LLC | 10444 | 229.8 | CAISO | 35.0325 | -117.3567 | PV+Storage | PV+Storage | 4 | 24.35% | 184.8 | n/a | n/a | 45 | 180 | 2024-07-01 | 2023-07-01 | unknown | 1 | PR | 0 | 0 | 0 | 0 | 0 | 0 | 0 | 0 | 0 | 0
TX | Sun Valley Storage | 65303 | 373.3 | ERCOT | 31.8578 | -97.0171 | PV+Storage | PV+Storage | 0.99757 | 49.32% | 250 | n/a | n/a | 123.3 | 123 | 2024-01-01 | 2022-12-01 | unknown | 6 | Y | PR | Y | Y |  |  | Y |  | Y
NM | Atrisco Energy Storage | 67003 | 600 | West (non-ISO) | 35.197 | -106.9125 | PV+Storage | PV+Storage | 4 | 100% | 300 | n/a | n/a | 300 | 1200 | 2024-11-01 | 2024-10-01 | unknown | 1 | PR | 0 | 0 | 0 | 0 | 0 | 0 | 0 | 0 | 0 | 0
HI | Port Allen Solar | 58549 | 9 | Hawaii | 21.9019 | -159.5817 | PV+Storage | PV+Storage | 0.66667 | 50% | 6 | n/a | n/a | 3 | 2 | 2012-12-01 | 2012-12-01 |  | 0
MA | 28 Livermore Hill Road Solar | 64014 | 7.25 | ISO-NE | 42.5515 | -71.9511 | PV+Storage | PV+Storage |  | 45% | 5 | n/a | n/a | 2.25 |  | 2020-06-01 | 2020-06-01 |  | 0
AZ | Chirreon Solar and Battery Storage Facility |  | 25 | West (non-ISO) | 32.5171 | -110.9536 | PV+Storage | PV+Storage | 3 | 66.67% | 15 | n/a | n/a | 10 | 30 | 2022-12-01 | 2022-12-01 |  | 0
NY | Elmbrook Community Solar Farm |  | 6 | NYISO | 42.5574 | -73.7177 | PV+Storage | PV+Storage | 9 | 20% | 5 | n/a | n/a | 1 | 9 | 2023-10-01 | 2023-10-01 |  | 0
TX | Myrtle Solar + Storage (TX) |  | 463 | ERCOT | 29.2278 | -95.4281 | PV+Storage | PV+Storage | 1.5 | 47.92% | 313 | n/a | n/a | 150 | 225 | 2023-10-01 | 2023-10-01 |  | 0
TX | Stampede Solar Hybrid | 67762 | 343.2 | ERCOT | 33.2013 | -95.3192 | PV+Storage | PV+Storage | 1.5928 | 26.64% | 271 | n/a | n/a | 72.2 | 115 | 2024-10-01 | 2024-06-01 | unknown | 3 | PR | Y | [6 empty] | Y
CA | Ocotillo Wells | 65820 | 100 | CAISO | 33.0747 | -116.0912 | PV+Storage | PV+Storage | 4 | 100% | 50 | n/a | n/a | 50 | 200 | 2024-09-01 | 2023-09-01 |  | 0
TX | Danish Fields |  | 750 | ERCOT | 29.0045 | -96.2061 | PV+Storage | PV+Storage | 1.5 | 25% | 600 | n/a | n/a | 150 | 225 | 2024-09-01 | 2024-09-01 | AC | 6 | PR | Y |  | Y | Y |  |  | Y | Y
TX | Bright Arrow Solar |  | 400 | ERCOT | 33.2239 | -95.7308 | PV+Storage | PV+Storage | 2 | 33.33% | 300 | n/a | n/a | 100 | 200 | 2023-12-01 | 2024-04-01 | AC | 1 | N | PR | N | N | N | N | N | N | N | N | N
TX | Big Star |  | 280 | ERCOT | 29.9142 | -97.2708 | PV+Storage | PV+Storage | 1.5 | 40% | 200 | n/a | n/a | 80 | 120 | 2024-04-01 | 2024-04-01 | AC | 1 | N | PR | N | N | N | N | N | N | N | N | N
HI | Kupono Solar & Battery Storage Project |  | 84 | Hawaii | 21.3343 | -158.0034 | PV+Storage | PV+Storage | 4 | 100% | 42 | n/a | n/a | 42 | 168 | 2024-04-01 | 2024-04-01 |  | 0
WA | Wild Horse | 56322 | 273.1 | West (non-ISO) | 47.0363 | -120.2065 | Wind+PV | Wind+PV | n/a | n/a | 272.6 | 0.5 | n/a | n/a | n/a | n/a | 2006-12-01 |  | 0
AZ | Kingman 1 | 57775 | 10.5 | West (non-ISO) | 35.1458 | -114.0675 | Wind+PV | Wind+PV | n/a | n/a | 10 | 0.5 | n/a | n/a | n/a | n/a | 2011-09-01 |  | 0
AZ | Red Horse 2 | 58833 | 81 | West (non-ISO) | 32.2861 | -110.0881 | Wind+PV | Wind+PV | n/a | n/a | 30 | 51 | n/a | n/a | n/a | n/a | 2015-08-01 |  | 0
NM | Macho Springs Power I | 57947 | 105.4 | West (non-ISO) | 32.5543 | -107.5093 | Wind+PV | Wind+PV | n/a | n/a | 50.4 | 55 | n/a | n/a | n/a | n/a | 2011-11-01 |  | 0
MN | Lake Region Community Hybrid, LLC | 62442 | 2.5 | MISO | 46.5051 | -96.1573 | Wind+PV | Wind+PV | n/a | n/a | 2 | 0.5 | n/a | n/a | n/a | n/a | 2018-12-01 |  | 0
MN | Red Lake Falls Community Hybrid | 63689 | 5.6 | MISO | 47.8693 | -96.319 | Wind+PV | Wind+PV | n/a | n/a | 4.6 | 1 | n/a | n/a | n/a | n/a | 2020-12-01 |  | 0
FL | Turkey Point | 621 | 2861.2 | Southeast (non-ISO) | 25.4356 | -80.3308 | Other | Nuclear+Fossil | n/a | n/a | 1637.2 | 1224 | n/a | n/a | n/a | n/a | 1972-12-01 |  | 0
MI | Fermi | 1729 | 1281 | MISO | 41.9631 | -83.2581 | Other | Nuclear+Fossil | n/a | n/a | 1217 | 64 | n/a | n/a | n/a | n/a | 1987-11-01 |  | 0
NJ | PSEG Salem Generating Station | 2410 | 2381.8 | PJM | 39.4625 | -75.5358 | Other | Nuclear+Fossil | n/a | n/a | 2340 | 41.8 | n/a | n/a | n/a | n/a | 1987-11-01 |  | 0
WI | Point Beach Nuclear Plant | 4046 | 1311 | MISO | 44.2806 | -87.5369 | Other | Nuclear+Fossil | n/a | n/a | 1286 | 25 | n/a | n/a | n/a | n/a | 1987-11-01 |  | 0
VA | North Anna | 6168 | 1960.4 | PJM | 38.06 | -77.7897 | Other | Nuclear+Hydro | n/a | n/a | 1959.4 | 1 | n/a | n/a | n/a | 1987-12-01 | 1978-06-01 |  | 0
IL | Moline | 899 | 75.6 | MISO | 41.51 | -90.534 | Fossil+Hydro | Fossil+Hydro | n/a | n/a | 72 | 3.6 | n/a | n/a | n/a | n/a | 1970-05-01 |  | 0
NY | RED-Rochester, LLC | 10025 | 120.8 | NYISO | 43.1989 | -77.6319 | Fossil+Hydro | Fossil+Hydro | n/a | n/a | 120.4 | 0.4 | n/a | n/a | n/a | n/a | 1964-05-01 |  | 0
MN | Rapids Energy Center | 10686 | 28.4 | MISO | 47.2348 | -93.5372 | Fossil+Hydro | Fossil+Hydro | n/a | n/a | 26.5 | 1.9 | n/a | n/a | n/a | n/a | 1969-01-01 |  | 0
WI | Georgia-Pacific Corp - Nekoosa Mill | 50395 | 39 | MISO | 44.3142 | -89.8964 | Fossil+Hydro | Fossil+Hydro | n/a | n/a | 35.1 | 3.9 | n/a | n/a | n/a | n/a | 1951-01-01 |  | 0
WI | Packaging of America Tomahawk Mill | 50476 | 18.7 | MISO | 45.4431 | -89.7342 | Fossil+Hydro | Fossil+Hydro | n/a | n/a | 15.7 | 3 | n/a | n/a | n/a | n/a | 1948-06-01 |  | 0
WI | Rhinelander Mill | 50933 | 21.3 | MISO | 45.6394 | -89.4205 | Fossil+Hydro | Fossil+Hydro | n/a | n/a | 19.3 | 2 | n/a | n/a | n/a | n/a | 1951-02-01 |  | 0
AK | Gold Creek | 63 | 9.7 | Alaska | 58.3107 | -134.4174 | Fossil+Hydro | Fossil+Hydro | n/a | n/a | 8.1 | 1.6 | n/a | n/a | n/a | n/a | 1952-06-01 |  | 0
AK | Skagway | 66 | 4.7 | Alaska | 59.4545 | -135.3131 | Fossil+Hydro | Fossil+Hydro | n/a | n/a | 3.7 | 1 | n/a | n/a | n/a | n/a | 1986-04-01 |  | 0
AK | Petersburg | 91 | 14.7 | Alaska | 56.811 | -132.9571 | Fossil+Hydro | Fossil+Hydro | n/a | n/a | 12.9 | 1.8 | n/a | n/a | n/a | n/a | 1965-10-01 |  | 0
CT | Tunnel | 557 | 20.5 | ISO-NE | 41.5554 | -72.0418 | Fossil+Hydro | Fossil+Hydro | n/a | n/a | 18.5 | 2 | n/a | n/a | n/a | n/a | 1969-01-01 |  | 0
MI | Marshall (MI) | 1844 | 9.8 | MISO | 42.2717 | -84.9411 | Fossil+Hydro | Fossil+Hydro | n/a | n/a | 9.5 | 0.3 | n/a | n/a | n/a | n/a | 1948-04-01 |  | 0
MI | St Louis | 1852 | 5.6 | MISO | 43.4019 | -84.6014 | Fossil+Hydro | Fossil+Hydro | n/a | n/a | 5.2 | 0.4 | n/a | n/a | n/a | n/a | 1958-01-01 |  | 0
MN | Lanesboro | 1987 | 2.6 | MISO | 43.72 | -91.9777 | Fossil+Hydro | Fossil+Hydro | n/a | n/a | 2.3 | 0.3 | n/a | n/a | n/a | n/a | 2004-06-01 |  | 0
MN | Redwood Falls | 2009 | 8.5 | MISO | 44.5431 | -95.1178 | Fossil+Hydro | Fossil+Hydro | n/a | n/a | 8 | 0.5 | n/a | n/a | n/a | n/a | 1970-01-01 |  | 0
MN | Thief River Falls | 2014 | 6.5 | MISO | 48.1143 | -96.1792 | Fossil+Hydro | Fossil+Hydro | n/a | n/a | 6 | 0.5 | n/a | n/a | n/a | n/a | 1948-10-01 |  | 0
NE | Spalding | 2303 | 2.1 | SPP | 41.6814 | -98.3676 | Fossil+Hydro | Fossil+Hydro | n/a | n/a | 1.9 | 0.2 | n/a | n/a | n/a | n/a | 1947-08-01 |  | 0
NC | Blewett | 2707 | 94.6 | Southeast (non-ISO) | 34.9833 | -79.8775 | Fossil+Hydro | Fossil+Hydro | n/a | n/a | 70 | 24.6 | n/a | n/a | n/a | n/a | 1971-05-01 |  | 0
SC | Rocky River (SC) | 3305 | 3.9 | Southeast (non-ISO) | 34.2572 | -82.6097 | Fossil+Hydro | Fossil+Hydro | n/a | n/a | 1.3 | 2.6 | n/a | n/a | n/a | n/a | 2013-05-01 |  | 0
VT | Essex Junction 19 | 3737 | 16 | ISO-NE | 44.4821 | -73.1164 | Fossil+Hydro | Fossil+Hydro | n/a | n/a | 8 | 8 | n/a | n/a | n/a | n/a | 2007-10-01 |  | 0
AK | Pelican | 6702 | 2.4 | Alaska | 57.9572 | -136.2201 | Fossil+Hydro | Fossil+Hydro | n/a | n/a | 1 | 1.4 | n/a | n/a | n/a | n/a | 2008-09-01 |  | 0
AK | Newhalen | 7183 | 1.7 | Alaska | 59.8991 | -154.6987 | Fossil+Hydro | Fossil+Hydro | n/a | n/a | 0.9 | 0.8 | n/a | n/a | n/a | n/a | 2012-09-01 |  | 0
AK | King Cove | 7493 | 3 | Alaska | 55.0617 | -162.3103 | Fossil+Hydro | Fossil+Hydro | n/a | n/a | 1.8 | 1.2 | n/a | n/a | n/a | n/a | 1980-02-01 |  | 0
HI | Gay Robinson | 50333 | 8.7 | Alaska | 21.9178 | -159.6294 | Fossil+Hydro | Fossil+Hydro | n/a | n/a | 1 | 7.7 | n/a | n/a | n/a | n/a | 2010-04-01 |  | 0
SC | Spartanburg Water System | 54675 | 3 | Southeast (non-ISO) | 35.1103 | -81.9675 | Fossil+Hydro | Fossil+Hydro | n/a | n/a | 2 | 1 | n/a | n/a | n/a | n/a | 2011-12-01 |  | 0
WI | Argyle | 7810 | 2.3 | MISO | 42.7019 | -89.8697 | Fossil+Hydro | Fossil+Hydro | n/a | n/a | 2.2 | 0.1 | n/a | n/a | n/a | n/a | 2004-07-01 |  | 0
ME | S D Warren Westbrook | 50447 | 69.7 | ISO-NE | 43.6849 | -70.3532 | Other | Biomass+Hydro | n/a | n/a | 62.5 | 7.2 | n/a | n/a | n/a | n/a | 1982-01-01 |  | 0
ME | Woodland Pulp, LLC | 10613 | 68.3 | ME | 45.1554 | -67.4012 | Other | Biomass+Hydro | n/a | n/a | 49.8 | 18.5 | n/a | n/a | n/a | n/a | 1966-03-01 |  | 0
VA | Georgia-Pacific Big Island | 50479 | 7.9 | PJM | 37.534 | -79.357 | Other | Biomass+Hydro | n/a | n/a | 7.5 | 0.4 | n/a | n/a | n/a | n/a | 1965-06-01 |  | 0
CA | Gas Utilization Facility | 50492 | 6.1 | CAISO | 32.6792 | -117.2467 | Other | Biomass+Hydro | n/a | n/a | 4.6 | 1.5 | n/a | n/a | n/a | n/a | 1985-06-01 |  | 0
WA | Port Townsend Paper | 50544 | 7.9 | West (non-ISO) | 48.0931 | -122.7958 | Other | Biomass+Hydro | n/a | n/a | 7.5 | 0.4 | n/a | n/a | n/a | n/a | 1986-01-01 |  | 0
WI | Domtar Paper Company Rothschild | 58124 | 58.6 | MISO | 44.8867 | -89.6272 | Other | Biomass+Hydro | n/a | n/a | 57.5 | 1.1 | n/a | n/a | n/a | n/a | 2013-11-01 |  | 0
WI | Mosinee Mill | 50614 | 23.4 | MISO | 44.7881 | -89.6917 | Other | Biomass+Hydro | n/a | n/a | 20 | 3.4 | n/a | n/a | n/a | n/a | 1951-08-01 |  | 0
MN | Sappi Cloquet Mill | 50639 | 94.5 | MISO | 46.7243 | -92.4298 | Other | Biomass+Hydro | n/a | n/a | 88.3 | 6.2 | n/a | n/a | n/a | n/a | 1976-01-01 |  | 0
NY | Brookfield Power Glen Falls Hydro | 10511 | 40.8 | NYISO | 43.3085 | -73.6366 | Other | Biomass+Hydro | n/a | n/a | 29 | 11.8 | n/a | n/a | n/a | n/a | 1987-06-01 |  | 0
AK | Terror Lake Microgrid |  | 36.8 | Alaska | 57.6861 | -152.895 | Other | Hydro+Storage | 0.66667 | 8.876% | 33.8 | n/a | n/a | 3 | 2 | 2012-09-01 | 2009-07-01 |  | 0
AK | Power Creek |  | 8.25 | Alaska | 60.5887 | -145.6045 | Other | Hydro+Storage | 1 | 13.79% | 7.25 | n/a | n/a | 1 | 1 | 2019-06-01 | 1991-06-01 |  | 0
VA | Buck Hydro |  | 12.5 | PJM | 36.8082 | -80.9387 | Other | Hydro+Storage | 1 | 47.06% | 8.5 | n/a | n/a | 4 | 4 | 2018-03-01 | 1912-01-01 |  | 0
VA | Byllesby 2 |  | 25.6 | PJM | 36.7858 | -80.9333 | Other | Hydro+Storage | 1 | 18.52% | 21.6 | n/a | n/a | 4 | 4 | 2018-03-01 | 1912-01-01 |  | 0
IL | Heartland Community College | 59776 | 1.9 | MISO | 40.537 | -89.019 | Wind+PV | Wind+PV | n/a | n/a | 1.7 | 0.2 | n/a | n/a | n/a | n/a | 2012-06-01 |  | 0
TX | Sparta Solar | 63738 | 518.2 | ERCOT | 28.6553 | -98.0014 | Wind+PV | Wind+PV | n/a | n/a | 268.2 | 250 | n/a | n/a | n/a | n/a | 2022-06-01 |  | 0
CA | Pacific Wind LLC | 57757 | 261.7 | CAISO | 34.8914 | -118.4325 | Wind+PV | Wind+PV | n/a | n/a | 151.7 | 110 | n/a | n/a | n/a | n/a | 2012-08-01 |  | 0
HI | Kawailoa Wind | 57529 | 118 | Hawaii | 21.6103 | -158.0408 | Wind+PV | Wind+PV | n/a | n/a | 69 | 49 | n/a | n/a | n/a | n/a | 2012-11-01 |  | 0
MA | Deer Island Treatment Plant | 10823 | 70.8 | ISO-NE | 42.3533 | -70.9628 | Other | Wind+PV+Fossil | n/a | n/a | 1.2 | 0.1 | 69.5 | n/a | n/a | n/a | 2009-11-01 |  | 0
IL | Geneseo | 944 | 33.6 | MISO | 41.4515 | -90.1485 | Other | Wind+PV+Fossil | n/a | n/a | 3 | 1.2 | 29.4 | n/a | n/a | n/a | 2009-09-01 |  | 0
IA | Osage (IA) | 1172 | 19 | MISO | 43.2797 | -92.8106 | Other | Wind+PV+Fossil | n/a | n/a | 1.6 | 0.8 | 16.6 | n/a | n/a | n/a | 2009-12-01 |  | 0
WI | Waxdale | 59448 | 12.1 | MISO | 42.7094 | -87.8853 | Other | Wind+PV+Fossil | n/a | n/a | 3 | 2.1 | 7 | n/a | n/a | n/a | 2012-12-01 |  | 0
IL | TAC-Distributed Energy Resource Hybrid | 61990 | 1.5 | MISO | 40.0898 | -88.2436 | Other | Wind+PV+Fossil+Storage | 1.6667 | 25% | 0.1 | 0.1 | 1 | 0.3 | 0.5 | 2017-05-01 | 2017-03-01 | AC | 3 | 0 |  | Y |  |  |  |  | Y |  | PR
IL | Grand Ridge Battery Projects | 56941 | 266 | PJM | 41.2269 | -88.6836 | Wind+PV+Storage | Wind+PV+Storage | 0.375 | 15.65% | 210 | 20 | n/a | 36 | 13.5 | 2013-12-01 | 2008-10-01 | DC | 2 |  | Y | [6 empty] | PR
OH | Northwest Ohio Wind | 59296 | 109.8 | PJM | 41.0169 | -84.5936 | Wind+PV+Storage | Wind+PV+Storage | 4.25 | 0.7339% | 105 | 4 | n/a | 0.8 | 3.4 | 2021-03-01 | 2018-09-01 | DC Tight | 5 | Y |  |  |  | Y |  | Y | Y |  | 0 | PR
TX | Texas Dispatchable Wind 1 |  | 5 | West (non-ISO) | 32.6886 | -103.0625 | Wind+Storage | Wind+Storage |  | 66.67% | 3 | n/a | n/a | 2 |  | 2012-12-01 | 2012-12-01 |  | 0
UT | Tooele Army Depot(CSG) | 59817 | 5.7 | West (non-ISO) | 40.503 | -112.3706 | Wind+PV+Storage | Wind+PV+Storage | 1 | 21.28% | 3.2 | 1.5 | n/a | 1 | 1 | 2020-10-01 | 2010-07-01 | unknown | 2 | [6 empty] | PR |  |  |  | Y
OR | Wheatridge Hybrid | 62745 | 280 | West (non-ISO) | 45.5598 | -119.6338 | Wind+PV+Storage | Wind+PV+Storage | 4 | 12% | 200 | 50 | n/a | 30 | 120 | 2022-03-01 | 2020-11-01 | DC | 1 | 0 | 0 | 0 | 0 | 0 | 0 | 0 | 0 | 0 | 0 | PR
NJ | Jersey-Atlantic Wind Farm | 56300 | 9 | PJM | 39.3822 | -74.4475 | Wind+PV+Storage | Wind+PV+Storage | 1 | 12.5% | 7.5 | 0.5 | n/a | 1 | 1 | 2018-06-01 | 2006-03-01 | unknown | 1 | 0 | PR | 0 | 0 | 0 | 0 | 0 | 0 | 0 | 0 | 0
TX | Inertia Wind Project | 65546 | 314 | ERCOT | 33.1869 | -99.5953 | Wind+Storage | Wind+Storage | 4 | 4.319% | 301 | n/a | n/a | 13 | 52 | 2024-04-01 | 2023-01-01 |  | 2 | PR | [9 empty] | Y
LA | Perryville Power Station | 55620 | 193.6 | MISO | 32.6908 | -92.0183 | Fossil+Storage | Fossil+Storage | 1 | 3.974% | 186.2 | n/a | n/a | 7.4 | 7.4 | 2019-12-01 | 2001-06-01 |  | 0
IN | R M Schahfer | 6085 | 141 | MISO | 41.2164 | -87.0261 | Fossil+Storage | Fossil+Storage | 0.45 | 9.302% | 129 | n/a | n/a | 12 | 5.4 | 2020-07-01 | 1979-12-01 |  | 0
OH | Walter C Beckjord | 2830 | n/a | PJM | 38.9917 | -84.2981 |  | Storage | 0.45 | n/a | n/a | n/a | n/a | 4 | 1.8 | 2015-01-01 | n/a |  | 1 | 0 | PR | 0 | 0 | 0 | 0 | 0 | 0 | 0 | 0 | 0
CA | VESI Pomona | 50300 | n/a | CAISO | 34.0594 | -117.7742 |  | Storage | 1 | n/a | n/a | n/a | n/a | 40 | 40 | 2016-12-01 | n/a |  | 2 | PR | Y | 0
PA | Green Mountain Storage, LLC | 55370 | n/a | PJM | 39.8514 | -79.0706 |  | Storage | 1 | n/a | n/a | n/a | n/a | 10.4 | 10.4 | 2016-05-01 | n/a |  | 1 |  | PR
AK | Battery Energy Storage System | 57583 | n/a | Alaska | 64.8167 | -147.725 |  | Storage | 0.275 | n/a | n/a | n/a | n/a | 40 | 11 | 2003-12-01 | n/a |  | 3 |  | Y |  | Y |  |  |  |  | PR
NY | Stephentown Spindle | 57710 | n/a | NYISO | 42.5565 | -73.3775 |  | Storage | 0.75 | n/a | n/a | n/a | n/a | 20 | 15 | 2011-01-01 | n/a |  | 1 |  | Y
PA | Hazle Spindle | 57716 | n/a | PJM | 40.9495 | -76.0474 |  | Storage | 0.75 | n/a | n/a | n/a | n/a | 20 | 15 | 2013-09-01 | n/a |  | 1 |  | Y
AK | ESS Battery Microgrid | 58405 | n/a | Alaska | 57.7992 | -152.4042 |  | Storage | 1 | n/a | n/a | n/a | n/a | 3 | 3 | 2012-11-01 | n/a |  | 10 | 0 | PR | Y | Y | Y | Y | Y | Y | Y | Y | Y
MO | KCP&L SmartGrid Innovation Park | 59772 | n/a | SPP | 39.0403 | -94.5712 |  | Storage | 1 | n/a | n/a | n/a | n/a | 1 | 1 | 2012-06-01 | n/a |  | 1 | 0 | 0 | 0 | 0 | 0 | 0 | PR | 0 | 0 | 0 | 0
WA | MESA 1 | 60016 | n/a | West (non-ISO) | 47.9362 | -122.2469 |  | Storage | 0.5 | n/a | n/a | n/a | n/a | 2 | 1 | 2015-07-01 | n/a |  | 3 | Y | [5 empty] | PR | Y
OH | Clinton Battery | 60297 | n/a | PJM | 39.2959 | -83.9608 |  | Storage | 0.41 | n/a | n/a | n/a | n/a | 10 | 4.1 | 2016-10-01 | n/a |  | 1 |  | PR
WA | Glacier Battery Storage | 60444 | n/a | West (non-ISO) | 48.888 | -121.9462 |  | Storage | 2.2 | n/a | n/a | n/a | n/a | 2 | 4.4 | 2016-09-01 | n/a |  | 6 | Y | Y | Y | Y |  |  | Y |  |  | PR | 0
AK | Flywheel Energy Storage System Microgrid | 60563 | n/a | Alaska | 57.7801 | -152.4438 |  | Storage | 1 | n/a | n/a | n/a | n/a | 2 | 2 | 2015-09-01 | n/a |  | 10 |  | Y | Y | Y | Y | Y | Y | Y | Y | Y | Y
CA | Borrego Springs Energy Storage | 60565 | n/a | CAISO | 33.2701 | -116.3496 |  | Storage | 3 | n/a | n/a | n/a | n/a | 1.5 | 4.5 | 2012-12-01 | n/a |  | 2 | PR | [5 empty] | Y |  |  |  | 0
CA | Pala Energy Storage Yard | 60566 | n/a | CAISO | 33.3565 | -117.1136 |  | Storage | 2 | n/a | n/a | n/a | n/a | 1 | 2 | 2015-08-01 | n/a |  | 2 | PR | [5 empty] | Y
CA | Ortega Highway Energy Storage | 60567 | n/a | CAISO | 33.5621 | -117.5438 |  | Storage | 3 | n/a | n/a | n/a | n/a | 2 | 6 | 2015-05-01 | n/a |  | 4 | PR | [5 empty] | Y | Y |  | Y
CA | Canyon Crest Academy | 60568 | n/a | CAISO | 32.9591 | -117.1916 |  | Storage | 3 | n/a | n/a | n/a | n/a | 1 | 3 | 2014-10-01 | n/a |  | 4 | PR | [5 empty] | Y | Y |  | Y | 0
CA | El Cajon Energy Storage | 60569 | n/a | CAISO | 32.8115 | -117.0505 |  | Storage | 4 | n/a | n/a | n/a | n/a | 7.5 | 30 | 2017-02-01 | n/a |  | 3 | PR |  | Y | Y | [5 empty] | 0
CA | Escondido Energy Storage | 60570 | n/a | CAISO | 33.1244 | -117.1143 |  | Storage | 4 | n/a | n/a | n/a | n/a | 30 | 120 | 2017-03-01 | n/a |  | 3 | PR |  | Y | Y | [5 empty] | 0 | 0
IL | McHenry Battery Storage | 60656 | n/a | PJM | 42.3314 | -88.2744 |  | Storage | 0.39 | n/a | n/a | n/a | n/a | 20 | 7.8 | 2016-02-01 | n/a |  | 1 | 0 | PR | 0 | 0 | 0 | 0 | 0 | 0 | 0 | 0 | 0
OH | Willey Battery Utility | 60660 | n/a | PJM | 39.2877 | -84.6803 |  | Storage | 0.33333 | n/a | n/a | n/a | n/a | 6 | 2 | 2016-01-01 | n/a |  | 1 | 0 | PR | 0 | 0 | 0 | 0 | 0 | 0 | 0 | 0 | 0
CA | PPA Grand | 60760 | n/a | CAISO | 33.691 | -117.833 |  | Storage | 4 | n/a | n/a | n/a | n/a | 2 | 8 | 2016-12-01 | n/a |  | 2 | PR | Y
MA | Chocksett Rd Energy Storage Project | 60959 | n/a | ISO-NE | 42.4518 | -71.7377 |  | Storage | 1.95 | n/a | n/a | n/a | n/a | 2 | 3.9 | 2017-04-01 | n/a |  | 5 | Y |  |  |  | 0 | Y | PR | Y |  | Y
CA | Glendale Battery Energy Storage System | 60974 | n/a | West (non-ISO) | 34.1623 | -118.2837 |  | Storage | 0.5 | n/a | n/a | n/a | n/a | 2 | 1 | 2017-10-01 | n/a |  | 2 |  |  | PR |  |  | 0 |  |  | Y
CA | Vanadium Redox Flow Battery Plant | 61107 | n/a | CAISO | 32.6825 | -116.9888 |  | Storage | 4 | n/a | n/a | n/a | n/a | 2 | 8 | 2017-06-01 | n/a |  | 8 | PR | Y | Y |  | Y |  | Y | Y | Y | Y | 0
CA | Vista Energy Storage System | 61661 | n/a | CAISO | 33.204 | -117.2539 |  | Storage | 0.95 | n/a | n/a | n/a | n/a | 40 | 38 | 2018-06-01 | n/a |  | 3 | PR | Y |  | Y
CA | HEBT Irvine 1 | 61722 | n/a | CAISO | 33.7135 | -117.8521 |  | Storage | 6.0909 | n/a | n/a | n/a | n/a | 5.5 | 33.5 | 2018-05-01 | n/a |  | 2 | [6 empty] | Y | PR
CA | HEBT Irvine 2 | 61723 | n/a | CAISO | 33.6652 | -117.7682 |  | Storage | 6 | n/a | n/a | n/a | n/a | 5.8 | 34.8 | 2018-08-01 | n/a |  | 2 | [6 empty] | Y | PR
NY | Lockheed Martin RMS Syracuse | 61739 | n/a | NYISO | 43.1096 | -76.1892 |  | Storage | 1.3 | n/a | n/a | n/a | n/a | 1 | 1.3 | 2017-08-01 | n/a |  | 3 | Y | [5 empty] | PR | Y
TX | System Control Center | 61742 | n/a | ERCOT | 30.2199 | -97.7088 |  | Storage | 1 | n/a | n/a | n/a | n/a | 5 | 5 | 2012-06-01 | n/a |  | 1 | [9 empty] | Y
AZ | AES ES GILBERT | 61861 | n/a | West (non-ISO) | 33.4468 | -111.9563 |  | Storage | 4 | n/a | n/a | n/a | n/a | 10 | 40 | 2019-01-01 | n/a |  | 1 | PR | 0 | 0 | 0 | 0 | 0 | 0 | 0 | 0 | 0 | 0
NJ | Stryker 22, L.L.C. | 61891 | n/a | PJM | 40.6654 | -75.1445 |  | Storage | 1 | n/a | n/a | n/a | n/a | 19.8 | 19.8 | 2018-12-01 | n/a |  | 2 | Y | PR | 0 | 0 | 0 | 0 | 0 | 0 | 0 | 0 | 0
NJ | Plumsted 537 LLC | 61892 | n/a | PJM | 40.1094 | -74.4978 |  | Storage | 1 | n/a | n/a | n/a | n/a | 19.8 | 19.8 | 2019-02-01 | n/a |  | 1 | 0 | PR | 0 | 0 | 0 | 0 | 0 | 0 | 0 | 0 | 0
MI | Parkview Battery | 61909 | n/a | MISO | 42.26 | -85.6497 |  | Storage | 0.90909 | n/a | n/a | n/a | n/a | 1.1 | 1 | 2018-09-01 | n/a |  | 1 | 0 | 0 | 0 | 0 | 0 | 0 | PR | 0 | 0 | 0 | 0
NY | KCE NY 1 | 62147 | n/a | NYISO | 42.9624 | -73.7465 |  | Storage | 0.42 | n/a | n/a | n/a | n/a | 20 | 8.4 | 2019-03-01 | n/a |  | 1 |  | PR
MA | Ashburnham Energy Storage Project | 62219 | n/a | ISO-NE | 42.6714 | -71.9267 |  | Storage | 1 | n/a | n/a | n/a | n/a | 3 | 3 | 2019-03-01 | n/a |  | 1 | [5 empty] | 0 | PR
MA | Station 9 Energy Storage System | 62257 | n/a | ISO-NE | 42.1877 | -70.9764 |  | Storage | 2.1 | n/a | n/a | n/a | n/a | 2 | 4.2 | 2018-06-01 | n/a |  | 1 | [6 empty] | PR
CO | I25 Battery Storage | 62373 | n/a | West (non-ISO) | 40.1403 | -104.978 |  | Storage | 4 | n/a | n/a | n/a | n/a | 4 | 16 | 2018-12-01 | n/a |  | 1 | [6 empty] | PR
IA | Knoxville Battery Energy Storage | 62569 | n/a | MISO | 41.316 | -93.061 |  | Storage | 3.6364 | n/a | n/a | n/a | n/a | 1.1 | 4 | 2018-12-01 | n/a |  | 1 | PR | 0 | 0 | 0 | 0 | 0 | 0 | 0 | 0 | 0 | 0
MA | Beebe Substation Battery Storage | 62585 | n/a | ISO-NE | 42.4879 | -71.0478 |  | Storage | 1 | n/a | n/a | n/a | n/a | 3 | 3 | 2019-03-01 | n/a |  | 1 | [6 empty] | PR
MA | Minuteman Energy Storage | 62644 | n/a | ISO-NE | 42.5676 | -71.0981 |  | Storage | 2 | n/a | n/a | n/a | n/a | 5 | 10 | 2019-05-01 | n/a |  | 2 | [6 empty] | PR | Y
AK | Eyak Service Center BESS | 62714 | n/a | Alaska | 60.5405 | -145.7408 |  | Storage | 0.9 | n/a | n/a | n/a | n/a | 1 | 0.9 | 2019-08-01 | n/a |  | 6 |  | PR | Y | Y |  |  | Y | Y | Y
NY | East Hampton Energy Storage Center | 62733 | n/a | NYISO | 40.9618 | -72.2099 |  | Storage | 8 | n/a | n/a | n/a | n/a | 5 | 40 | 2018-08-01 | n/a |  | 5 | Y |  |  | Y |  |  | Y | PR | Y
NY | Montauk Energy Storage Center | 62734 | n/a | NYISO | 41.0399 | -71.9644 |  | Storage | 8 | n/a | n/a | n/a | n/a | 5 | 40 | 2019-02-01 | n/a |  | 2 | [6 empty] | Y | PR
MA | Acushnet Ball Plant 2 | 62835 | n/a | ISO-NE | 41.7197 | -70.9714 |  | Storage | 2 | n/a | n/a | n/a | n/a | 1.5 | 3 | 2019-06-01 | n/a |  | 2 |  | Y |  |  |  |  | PR
IL | Marengo Battery Storage LLC | 62856 | n/a | PJM | 42.2527 | -88.64 |  | Storage | 1 | n/a | n/a | n/a | n/a | 20 | 20 | 2018-12-01 | n/a |  | 1 | 0 | PR | 0 | 0 | 0 | 0 | 0 | 0 | 0 | 0 | 0
VT | Hinesburg | 62907 | n/a | ISO-NE | 44.3612 | -73.0708 |  | Storage | 1 | n/a | n/a | n/a | n/a | 1.9 | 1.9 | 2019-09-01 | n/a |  | 1 | 0 | PR | 0 | 0 | 0 | 0 | 0 | 0 | 0 | 0 | 0
NY | East Pulaski BESS | 62981 | n/a | NYISO | 43.5466 | -76.104 |  | Storage | 2.1 | n/a | n/a | n/a | n/a | 2 | 4.2 | 2018-12-01 | n/a |  | 3 |  |  | Y |  |  | Y | PR
CO | Fort Carson Battery Energy Storage System | 63022 | n/a | West (non-ISO) | 38.7455 | -104.7777 |  | Storage | 2.0238 | n/a | n/a | n/a | n/a | 4.2 | 8.5 | 2018-12-01 | n/a |  | 1 | 0 | 0 | 0 | 0 | 0 | 0 | 0 | PR | 0 | 0 | 0
CA | Allergan | 63609 | n/a | CAISO | 33.6724 | -117.8538 |  | Storage | 6 | n/a | n/a | n/a | n/a | 1.5 | 9 | 2019-07-01 | n/a |  | 2 | Y | [6 empty] | PR
CA | Baker | 63610 | n/a | CAISO | 33.6565 | -117.6841 |  | Storage | 5.25 | n/a | n/a | n/a | n/a | 1.2 | 6.3 | 2019-04-01 | n/a |  | 3 | Y | [5 empty] | Y | PR
CA | CSU Long Beach | 63611 | n/a | CAISO | 33.7838 | -118.108 |  | Storage | 6 | n/a | n/a | n/a | n/a | 2.5 | 15 | 2017-03-01 | n/a |  | 3 | Y | [5 empty] | Y | PR
CA | DATS | 63612 | n/a | CAISO | 33.7073 | -117.8911 |  | Storage | 6 | n/a | n/a | n/a | n/a | 1 | 6 | 2017-04-01 | n/a |  | 3 | Y | [5 empty] | Y | PR
CA | Downey | 63613 | n/a | CAISO | 33.9194 | -118.1289 |  | Storage | 6.5 | n/a | n/a | n/a | n/a | 2 | 13 | 2019-12-01 | n/a |  | 3 | Y | [5 empty] | Y | PR
CA | LAWRP | 63614 | n/a | CAISO | 33.6378 | -117.7138 |  | Storage | 5 | n/a | n/a | n/a | n/a | 1 | 5 | 2019-04-01 | n/a |  | 3 | Y | [5 empty] | Y | PR
CA | Long Beach Convention Center | 63615 | n/a | CAISO | 33.7652 | -118.1894 |  | Storage | 5.7333 | n/a | n/a | n/a | n/a | 1.5 | 8.6 | 2019-04-01 | n/a |  | 3 | Y | [5 empty] | Y | PR
CA | OCSD | 63616 | n/a | CAISO | 33.6931 | -117.9409 |  | Storage | 6.6531 | n/a | n/a | n/a | n/a | 4.9 | 32.6 | 2019-08-01 | n/a |  | 3 | Y | [5 empty] | Y | PR
CA | SOCCD | 63617 | n/a | CAISO | 33.6764 | -117.7773 |  | Storage | 5.5385 | n/a | n/a | n/a | n/a | 1.3 | 7.2 | 2019-06-01 | n/a |  | 3 | Y | [5 empty] | Y | PR
TX | Rabbit Hill Energy Storage Project | 60649 | n/a | ERCOT | 30.5878 | -97.687 |  | Storage | 1 | n/a | n/a | n/a | n/a | 9.9 | 9.9 | 2020-04-01 | n/a |  | 2 | PR | Y
CA | Pacific Union College BESS | 61795 | n/a | CAISO | 38.57 | -122.444 |  | Storage | 2 | n/a | n/a | n/a | n/a | 1 | 2 | 2020-06-01 | n/a |  | 3 | Y |  | PR |  |  |  |  | Y
CA | Kearny Mesa Storage LLC | 62441 | n/a | CAISO | 32.8153 | -117.1261 |  | Storage | 1 | n/a | n/a | n/a | n/a | 1 | 1 | 2020-02-01 | n/a |  | 2 | PR |  |  |  | 0 |  |  |  |  | Y
TX | Prospect Storage | 62753 | n/a | ERCOT | 29.1492 | -95.6511 |  | Storage | 1.0101 | n/a | n/a | n/a | n/a | 9.9 | 10 | 2020-01-01 | n/a |  | 3 | Y | Y |  | PR
IN | Nabb Battery Energy Storage System | 62862 | n/a | MISO | 38.5019 | -85.6946 |  | Storage | 1 | n/a | n/a | n/a | n/a | 5 | 5 | 2020-12-01 | n/a |  | 1 | 0 | PR | 0 | 0 | 0 | 0 | 0 | 0 | 0 | 0 | 0
NY | NY3 Battery | 63585 | n/a | NYISO | 41.1851 | -74.0747 |  | Storage | 4 | n/a | n/a | n/a | n/a | 3 | 12 | 2020-12-01 | n/a |  | 5 | Y |  |  | Y |  | PR | Y | Y |  | 0
CA | Gateway Energy Storage System | 63834 | n/a | CAISO | 32.5706 | -116.9106 |  | Storage | 2.8 | n/a | n/a | n/a | n/a | 250 | 700 | 2020-07-01 | n/a |  | 3 | PR |  | Y | Y
IN | Crane Battery Energy Storage System | 64207 | n/a | MISO | 38.8135 | -86.8864 |  | Storage | 1 | n/a | n/a | n/a | n/a | 5 | 5 | 2020-12-01 | n/a |  | 2 |  | PR | [6 empty] | Y
TX | Alvin | 64293 | n/a | ERCOT | 29.4332 | -95.2494 |  | Storage | 1 | n/a | n/a | n/a | n/a | 9.9 | 9.9 | 2020-10-01 | n/a |  | 3 | Y | PR |  | Y
TX | Odessa | 64294 | n/a | ERCOT | 31.8713 | -102.3984 |  | Storage | 1 | n/a | n/a | n/a | n/a | 9.9 | 9.9 | 2020-10-01 | n/a |  | 3 | Y | PR |  | Y
TX | Angleton | 64295 | n/a | ERCOT | 29.1671 | -95.4406 |  | Storage | 1 | n/a | n/a | n/a | n/a | 9.9 | 9.9 | 2020-11-01 | n/a |  | 3 | Y | PR |  | Y
TX | Brazoria | 64296 | n/a | ERCOT | 29.0626 | -95.5776 |  | Storage | 1 | n/a | n/a | n/a | n/a | 9.9 | 9.9 | 2020-11-01 | n/a |  | 3 | Y | PR |  | Y
TX | Heights | 64297 | n/a | ERCOT | 29.3896 | -94.9499 |  | Storage | 1 | n/a | n/a | n/a | n/a | 9.9 | 9.9 | 2020-12-01 | n/a |  | 3 | Y | PR |  | Y
TX | Magnolia TX | 64298 | n/a | ERCOT | 29.4883 | -95.1339 |  | Storage | 1 | n/a | n/a | n/a | n/a | 9.9 | 9.9 | 2020-12-01 | n/a |  | 3 | Y | PR |  | Y
TX | TX7 Flat Top | 64423 | n/a | ERCOT | 31.1979 | -103.3607 |  | Storage | 1.6667 | n/a | n/a | n/a | n/a | 9.9 | 16.5 | 2020-05-01 | n/a |  | 3 | Y | PR |  | Y
TX | TX8 Worsham | 64424 | n/a | ERCOT | 31.3566 | -103.3364 |  | Storage | 1.8081 | n/a | n/a | n/a | n/a | 9.9 | 17.9 | 2020-02-01 | n/a |  | 3 | Y | PR |  | Y
TX | TX2 Port Lavaca | 64425 | n/a | ERCOT | 28.5867 | -96.6838 |  | Storage | 1.202 | n/a | n/a | n/a | n/a | 9.9 | 11.9 | 2020-03-01 | n/a |  | 2 |  | PR |  | Y
FL | Wynwood Energy Storage | 64546 | n/a | Southeast (non-ISO) | 25.799 | -80.1971 |  | Storage | 4 | n/a | n/a | n/a | n/a | 10 | 40 | 2019-12-01 | n/a |  | 2 | [5 empty] | Y | PR
NC | Asheville-Rock Hill Battery | 63064 | n/a | Southeast (non-ISO) | 35.5401 | -82.5174 |  | Storage | 1 | n/a | n/a | n/a | n/a | 8.8 | 8.8 | 2020-08-01 | n/a |  | 3 | Y | Y |  |  |  |  | PR
CA | Henrietta D Energy Storage LLC | 60641 | n/a | CAISO | 36.2289 | -119.9047 |  | Storage | 4 | n/a | n/a | n/a | n/a | 10 | 40 | 2021-11-01 | n/a |  | 3 | Y | Y |  |  |  |  | PR
CA | AES ES ALAMITOS, LLC | 61204 | n/a | CAISO | 33.7702 | -118.0997 |  | Storage | 4 | n/a | n/a | n/a | n/a | 100 | 400 | 2021-01-01 | n/a |  | 2 | Y | PR
CA | Top Gun Energy Storage | 61366 | n/a | CAISO | 32.8762 | -117.1678 |  | Storage | 4 | n/a | n/a | n/a | n/a | 30 | 120 | 2021-06-01 | n/a |  | 3 | PR |  | Y | Y | [5 empty] | 0
CA | Orange County Energy Storage 2 | 62497 | n/a | CAISO | 33.7155 | -117.8543 |  | Storage | 4 | n/a | n/a | n/a | n/a | 9 | 36 | 2021-11-01 | n/a |  | 3 | Y | Y |  |  |  |  | PR
CA | Orange County Energy Storage 3 | 62499 | n/a | CAISO | 33.7149 | -117.8543 |  | Storage | 4 | n/a | n/a | n/a | n/a | 6 | 24 | 2021-11-01 | n/a |  | 3 | Y | Y |  |  |  |  | PR
CA | San Diego International Airport BESS | 62754 | n/a | CAISO | 32.7338 | -117.1933 |  | Storage | 2 | n/a | n/a | n/a | n/a | 2 | 4 | 2021-06-01 | n/a |  | 3 | Y |  | PR |  |  |  | Y
CA | Vallecito | 62801 | n/a | CAISO | 34.4071 | -119.5115 |  | Storage | 1 | n/a | n/a | n/a | n/a | 10 | 10 | 2021-02-01 | n/a |  | 2 | PR | Y | 0 |  |  |  | 0
NY | 98th Street Battery Storage Station | 62839 | n/a | NYISO | 40.6791 | -73.8402 |  | Storage | 6 | n/a | n/a | n/a | n/a | 2 | 12 | 2021-06-01 | n/a |  | 1 | 0 | 0 | 0 | 0 | 0 | 0 | PR | 0 | 0 | 0 | 0
CA | Acorn I Energy Storage LLC | 62874 | n/a | CAISO | 34.1965 | -118.9319 |  | Storage | 3 | n/a | n/a | n/a | n/a | 2 | 6 | 2021-04-01 | n/a |  | 2 | PR | Y
CA | Wildcat I Energy Storage LLC | 62875 | n/a | CAISO | 33.808 | -116.4898 |  | Storage | 4 | n/a | n/a | n/a | n/a | 3 | 12 | 2021-11-01 | n/a |  | 2 | PR | Y
CA | Hecate Energy Johanna Facility | 62889 | n/a | CAISO | 33.7147 | -117.8531 |  | Storage | 4 | n/a | n/a | n/a | n/a | 20 | 80 | 2021-10-01 | n/a |  | 3 | PR | Y |  |  |  |  | Y
CA | Silverstrand Grid Energy Storage System | 63735 | n/a | CAISO | 34.2077 | -119.0798 |  | Storage | 4 | n/a | n/a | n/a | n/a | 11 | 44 | 2021-04-01 | n/a |  | 3 | PR | Y | 0 | Y
TX | Chisholm Grid Energy Storage System | 63737 | n/a | ERCOT | 32.9044 | -97.3861 |  | Storage | 1.25 | n/a | n/a | n/a | n/a | 100 | 125 | 2021-10-01 | n/a |  | 3 | PR | Y |  | Y
CA | Johanna Energy Center, LLC | 63843 | n/a | CAISO | 33.715 | -117.854 |  | Storage | 1.75 | n/a | n/a | n/a | n/a | 80 | 140 | 2022-06-01 | n/a |  | 2 | 0 | Y | 0 | 0 |  |  | PR
CA | Saticoy | 63891 | n/a | CAISO | 34.2567 | -119.1573 |  | Storage | 4 | n/a | n/a | n/a | n/a | 100 | 400 | 2021-04-01 | n/a |  | 4 | PR | Y |  | Y |  |  |  |  | Y
FL | Trenton | 63995 | n/a | Southeast (non-ISO) | 29.6136 | -82.8069 |  | Storage | 0.91818 | n/a | n/a | n/a | n/a | 11 | 10.1 | 2021-12-01 | n/a |  | 2 | [6 empty] | PR | Y
TX | Bat Cave | 64312 | n/a | ERCOT | 30.7377 | -99.2318 |  | Storage | 1.1 | n/a | n/a | n/a | n/a | 100 | 110 | 2021-10-01 | n/a |  | 3 | Y | PR |  | Y
TX | Dickinson | 64314 | n/a | ERCOT | 29.4613 | -95.057 |  | Storage | 1 | n/a | n/a | n/a | n/a | 9.9 | 9.9 | 2021-06-01 | n/a |  | 3 | Y | PR |  | Y
TX | Loop 463 | 64315 | n/a | ERCOT | 28.8165 | -97.0749 |  | Storage | 1 | n/a | n/a | n/a | n/a | 9.9 | 9.9 | 2021-08-01 | n/a |  | 3 | Y | PR |  | Y
TX | North Fork TX | 64317 | n/a | ERCOT | 30.749 | -97.8757 |  | Storage | 1.1 | n/a | n/a | n/a | n/a | 100 | 110 | 2021-10-01 | n/a |  | 3 | Y | PR |  | Y
TX | Ranchtown | 64319 | n/a | ERCOT | 29.6179 | -98.7359 |  | Storage | 1 | n/a | n/a | n/a | n/a | 9.9 | 9.9 | 2021-10-01 | n/a |  | 3 | Y | PR |  | Y
TX | Sweeny | 64321 | n/a | ERCOT | 29.0556 | -95.6872 |  | Storage | 1 | n/a | n/a | n/a | n/a | 9.9 | 9.9 | 2021-04-01 | n/a |  | 3 | Y | PR |  | Y
IA | Decorah Battery | 64375 | n/a | MISO | 43.324 | -91.793 |  | Storage | 1.16 | n/a | n/a | n/a | n/a | 2.5 | 2.9 | 2021-06-01 | n/a |  | 2 | [5 empty] | PR |  |  | Y |  | 0
TX | Gambit Energy Storage - Angleton Storage | 64528 | n/a | ERCOT | 29.168 | -95.4451 |  | Storage | 2 | n/a | n/a | n/a | n/a | 100 | 200 | 2021-06-01 | n/a |  | 3 | Y | PR |  | Y
ME | Rumford ESS | 64763 | n/a | ISO-NE | 44.5322 | -70.519 |  | Storage | 2.0408 | n/a | n/a | n/a | n/a | 4.9 | 10 | 2021-06-01 | n/a |  | 4 | Y | PR | Y |  |  |  | Y
ME | Madison BTM | 64764 | n/a | ISO-NE | 44.804 | -69.841 |  | Storage | 2.0667 | n/a | n/a | n/a | n/a | 1.5 | 3.1 | 2020-01-01 | n/a |  | 4 | Y | Y | Y |  |  |  | PR
ME | Madison ESS | 64765 | n/a | ISO-NE | 44.793 | -69.876 |  | Storage | 2.0408 | n/a | n/a | n/a | n/a | 4.9 | 10 | 2019-06-01 | n/a |  | 4 | Y | PR | Y |  |  |  | Y
TX | Flower Valley I | 64915 | n/a | ERCOT | 31.1973 | -103.3618 |  | Storage | 2 | n/a | n/a | n/a | n/a | 9.9 | 19.8 | 2021-05-01 | n/a |  | 3 | PR | Y |  | Y | [5 empty] | 0 | 0
TX | Swoose I | 64916 | n/a | ERCOT | 31.4511 | -103.0962 |  | Storage | 2 | n/a | n/a | n/a | n/a | 9.9 | 19.8 | 2021-07-01 | n/a |  | 3 | PR | Y |  | Y
TX | Triple Butte I | 64917 | n/a | ERCOT | 30.7596 | -103.0679 |  | Storage | 2 | n/a | n/a | n/a | n/a | 7.5 | 15 | 2021-07-01 | n/a |  | 3 | PR | Y |  | Y
NE | South Sioux City Energy Storage | 65098 | n/a | SPP | 42.4331 | -96.4072 |  | Storage | 2 | n/a | n/a | n/a | n/a | 1.5 | 3 | 2020-12-01 | n/a |  | 2 |  |  |  |  | PR |  | Y
NV | Chukar Battery Energy Storage System | 65472 | n/a | West (non-ISO) | 39.5564 | -119.4367 |  | Storage | 4 | n/a | n/a | n/a | n/a | 10 | 40 | 2021-07-01 | n/a |  | 3 | [6 empty] | Y | PR |  |  | Y
CA | Diablo Energy Storage | 62175 | n/a | CAISO | 38.0288 | -121.9006 |  | Storage | 4 | n/a | n/a | n/a | n/a | 200 | 800 | 2022-04-01 | n/a |  | 4 | PR | Y | Y | Y
CA | DESI-2 Battery Storage Facility | 62460 | n/a | CAISO | 33.7357 | -117.9153 |  | Storage | 2.6429 | n/a | n/a | n/a | n/a | 1.4 | 3.7 | 2019-10-01 | n/a |  | 1 | [6 empty] | PR
CA | Elkhorn Battery Energy Storage System | 62564 | n/a | CAISO | 36.808 | -121.7818 |  | Storage | 4 | n/a | n/a | n/a | n/a | 182.5 | 730 | 2022-04-01 | n/a |  | 3 | Y | PR |  | Y | [6 empty] | 0
MA | Outer Cape Community Battery | 62604 | n/a | ISO-NE | 42.0603 | -70.1942 |  | Storage | 1.52 | n/a | n/a | n/a | n/a | 25 | 38 | 2022-12-01 | n/a |  | 3 | [6 empty] | Y |  | Y | PR
CA | Luna Storage | 63685 | n/a | CAISO | 34.6833 | -118.3053 |  | Storage | 4 | n/a | n/a | n/a | n/a | 100 | 400 | 2022-06-01 | n/a |  | 3 | PR | Y | [6 empty] | Y |  | 0
CA | Coso Battery Storage | 63943 | n/a | CAISO | 36.0069 | -117.8106 |  | Storage | 4 | n/a | n/a | n/a | n/a | 60 | 240 | 2022-04-01 | n/a |  | 3 | PR | Y |  |  |  |  | Y |  | 0
FL | Cape San Blas | 63996 | n/a | Southeast (non-ISO) | 29.7321 | -85.3914 |  | Storage | 2.6 | n/a | n/a | n/a | n/a | 5.5 | 14.3 | 2022-08-01 | n/a |  | 2 | [5 empty] | Y | PR
FL | Jennings Energy Storage Facility | 63998 | n/a | Southeast (non-ISO) | 30.6038 | -83.0981 |  | Storage | 1 | n/a | n/a | n/a | n/a | 5.5 | 5.5 | 2022-08-01 | n/a |  | 2 | [5 empty] | Y | PR
FL | Micanopy Energy Storage Facility | 63999 | n/a | Southeast (non-ISO) | 29.5112 | -82.2748 |  | Storage | 1.4096 | n/a | n/a | n/a | n/a | 8.3 | 11.7 | 2022-10-01 | n/a |  | 2 | [5 empty] | Y | PR
TX | Lopeno | 64316 | n/a | ERCOT | 26.6876 | -99.1094 |  | Storage | 1 | n/a | n/a | n/a | n/a | 9.9 | 9.9 | 2022-03-01 | n/a |  | 3 | Y | PR |  | Y
TX | Pueblo BA | 64318 | n/a | ERCOT | 28.6789 | -100.4637 |  | Storage | 1 | n/a | n/a | n/a | n/a | 19.8 | 19.8 | 2022-03-01 | n/a |  | 3 | Y | PR |  | Y
TX | Zapata | 64322 | n/a | ERCOT | 26.9327 | -99.2337 |  | Storage | 1 | n/a | n/a | n/a | n/a | 19.8 | 19.8 | 2022-03-01 | n/a |  | 3 | Y | PR |  | Y
CA | Kearny North Energy Storage | 64612 | n/a | CAISO | 32.8335 | -117.1344 |  | Storage | 4 | n/a | n/a | n/a | n/a | 10 | 40 | 2022-02-01 | n/a |  | 3 | PR |  | Y | Y
CA | Kearny South Energy Storage | 64614 | n/a | CAISO | 32.8329 | -117.1323 |  | Storage | 4 | n/a | n/a | n/a | n/a | 10 | 40 | 2022-02-01 | n/a |  | 2 | PR |  |  | Y
NY | Orangeville Storage | 64686 | n/a | NYISO | 42.7387 | -78.2397 |  | Storage | 0.80972 | n/a | n/a | n/a | n/a | 24.7 | 20 | 2022-10-01 | n/a |  | 2 |  | Y | [6 empty] | PR
CA | LeConte Energy Storage | 64701 | n/a | CAISO | 32.6772 | -115.6702 |  | Storage | 2 | n/a | n/a | n/a | n/a | 125 | 250 | 2022-09-01 | n/a |  | 4 | PR | Y | Y | Y
CA | Tierra Buena Energy Storage | 64743 | n/a | CAISO | 39.1713 | -121.6621 |  | Storage | 1 | n/a | n/a | n/a | n/a | 5 | 5 | 2022-06-01 | n/a |  | 2 | PR | Y |  | 0
RI | Ocean State BTM | 64760 | n/a | ISO-NE | 41.938 | -71.685 |  | Storage | 3.3333 | n/a | n/a | n/a | n/a | 3 | 10 | 2022-06-01 | n/a |  | 4 | Y | Y |  | Y |  |  | PR
CA | Crimson | 65140 | n/a | CAISO | 33.5735 | -114.8145 |  | Storage | 4 | n/a | n/a | n/a | n/a | 350 | 1400 | 2022-10-01 | n/a |  | 1 |  | PR
TX | Byrd Ranch Storage | 65259 | n/a | ERCOT | 29.056 | -95.686 |  | Storage | 1 | n/a | n/a | n/a | n/a | 50 | 50 | 2022-11-01 | n/a |  | 3 | Y |  |  | PR |  |  |  |  | Y
VA | Danville BESS 1 | 65499 | n/a | PJM | 36.5789 | -79.3841 |  | Storage | 2.3429 | n/a | n/a | n/a | n/a | 10.5 | 24.6 | 2022-11-01 | n/a |  | 3 | Y | Y |  |  |  |  | PR
WI | Portage Industrial Battery | 65530 | n/a | MISO | 43.5521 | -89.4877 |  | Storage | 2 | n/a | n/a | n/a | n/a | 5 | 10 | 2022-08-01 | n/a |  | 1 | PR | 0 | 0 | 0 | 0 | 0 | 0 | 0 | 0 | 0 | 0
TX | TX11 Republic Road Storage | 65694 | n/a | ERCOT | 30.8814 | -96.6254 |  | Storage | 1 | n/a | n/a | n/a | n/a | 50 | 50 | 2022-10-01 | n/a |  | 5 | Y | PR |  | Y |  |  |  | Y |  | Y
TX | TX12 Silicon Hill Storage | 65695 | n/a | ERCOT | 30.4122 | -97.574 |  | Storage | 1 | n/a | n/a | n/a | n/a | 100 | 100 | 2022-10-01 | n/a |  | 5 | Y | PR |  | Y |  |  |  | Y |  | Y
TX | TX13 Endurance Park Storage | 65696 | n/a | ERCOT | 32.8558 | -100.9917 |  | Storage | 1 | n/a | n/a | n/a | n/a | 50 | 50 | 2022-12-01 | n/a |  | 5 | Y | PR |  | Y |  |  |  | Y |  | Y
TX | TX23 Roughneck Storage | 65701 | n/a | ERCOT | 29.1592 | -95.6626 |  | Storage | 1 | n/a | n/a | n/a | n/a | 50 | 50 | 2022-12-01 | n/a |  | 5 | Y | PR |  | Y |  |  |  | Y |  | Y
TX | Caterina | 65809 | n/a | ERCOT | 28.347 | -99.6737 |  | Storage | 1 | n/a | n/a | n/a | n/a | 9.9 | 9.9 | 2022-08-01 | n/a |  | 3 | Y | PR |  | Y
TX | Cedarville (TX) | 65810 | n/a | ERCOT | 31.5141 | -103.4524 |  | Storage | 1 | n/a | n/a | n/a | n/a | 9.9 | 9.9 | 2022-06-01 | n/a |  | 2 | Y | PR |  | 0
TX | Coyote Springs (TX) | 65811 | n/a | ERCOT | 31.3947 | -103.6303 |  | Storage | 1 | n/a | n/a | n/a | n/a | 9.9 | 9.9 | 2022-06-01 | n/a |  | 2 | Y | PR
TX | Faulkner | 65813 | n/a | ERCOT | 31.2624 | -103.7949 |  | Storage | 1 | n/a | n/a | n/a | n/a | 9.9 | 9.9 | 2022-04-01 | n/a |  | 2 | Y | PR
TX | Lonestar | 65831 | n/a | ERCOT | 31.5949 | -103.2498 |  | Storage | 1 | n/a | n/a | n/a | n/a | 9.9 | 9.9 | 2022-08-01 | n/a |  | 2 | Y | PR
TX | Rattlesnake (TX) | 65833 | n/a | ERCOT | 31.569 | -103.2266 |  | Storage | 1 | n/a | n/a | n/a | n/a | 9.9 | 9.9 | 2022-06-01 | n/a |  | 2 | Y | PR
TX | Saddleback | 65834 | n/a | ERCOT | 31.3329 | -103.4984 |  | Storage | 1 | n/a | n/a | n/a | n/a | 9.9 | 9.9 | 2022-04-01 | n/a |  | 2 | Y | PR
TX | Toyah Power Station | 65836 | n/a | ERCOT | 31.1139 | -103.6655 |  | Storage | 0.95192 | n/a | n/a | n/a | n/a | 10.4 | 9.9 | 2021-10-01 | n/a |  | 2 | Y | PR
TX | Hoef's Road Storage | 65838 | n/a | ERCOT | 31.0312 | -103.4626 |  | Storage | 1 | n/a | n/a | n/a | n/a | 2 | 2 | 2021-05-01 | n/a |  | 2 | Y | PR
TX | Flower Valley II | 66007 | n/a | ERCOT | 31.1973 | -103.3618 |  | Storage | 1.9802 | n/a | n/a | n/a | n/a | 101 | 200 | 2022-04-01 | n/a |  | 4 | PR | Y |  | Y |  |  |  |  | Y
TX | Swoose II | 66008 | n/a | ERCOT | 31.4511 | -103.3618 |  | Storage | 1.9802 | n/a | n/a | n/a | n/a | 101 | 200 | 2022-08-01 | n/a |  | 4 | PR | Y |  | Y |  |  |  |  | Y
TX | Crossett Power Management LLC | 66009 | n/a | ERCOT | 31.1917 | -102.3172 |  | Storage | 1.9704 | n/a | n/a | n/a | n/a | 203 | 400 | 2022-06-01 | n/a |  | 4 | PR | Y |  | Y |  |  |  |  | Y
CA | Lancaster Area Battery | 66050 | n/a | CAISO | 34.6864 | -118.3045 |  | Storage | 4 | n/a | n/a | n/a | n/a | 127 | 508 | 2022-09-01 | n/a |  | 4 | PR | Y |  | Y |  |  |  |  | Y
CA | Valley Center 85 | 66500 | n/a | CAISO | 33.2272 | -117.0177 |  | Storage | 2.4941 | n/a | n/a | n/a | n/a | 85 | 212 | 2021-12-01 | n/a |  | 3 | PR | Y |  | Y
CA | Valley Center 54 | 66502 | n/a | CAISO | 33.2272 | -117.0177 |  | Storage | 4 | n/a | n/a | n/a | n/a | 54 | 216 | 2021-11-01 | n/a |  | 3 | PR | Y |  | Y
NV | Reid Gardner | 2324 | n/a | West (non-ISO) | 36.6573 | -114.6333 |  | Storage | 1 | n/a | n/a | n/a | n/a | 220 | 220 | 2023-12-01 | n/a |  | 1 | PR | 0 | 0 | 0 | 0 | 0 | 0 | 0 | 0 | 0 | 0
CA | Fallbrook Energy Storage | 61365 | n/a | CAISO | 33.3842 | -117.2353 |  | Storage | 1 | n/a | n/a | n/a | n/a | 40 | 40 | 2023-03-01 | n/a |  | 3 | PR | Y | Y
AZ | El Sol BESS | 62964 | n/a | West (non-ISO) | 33.568 | -112.3059 |  | Storage | 1 | n/a | n/a | n/a | n/a | 50 | 50 | 2023-02-01 | n/a |  | 2 | PR | [5 empty] | Y
NY | Willis Battery Storage | 63238 | n/a | NYISO | 44.8879 | -74.1183 |  | Storage | 1 | n/a | n/a | n/a | n/a | 20 | 20 | 2023-07-01 | n/a |  | 2 | Y |  |  | PR
TX | Madero Grid | 63757 | n/a | ERCOT | 26.1698 | -98.3298 |  | Storage | 1 | n/a | n/a | n/a | n/a | 100 | 100 | 2023-03-01 | n/a |  | 2 | PR | [7 empty] | Y
TX | Ignacio Grid Energy Storage System | 64089 | n/a | ERCOT | 26.1669 | -98.325 |  | Storage | 1 | n/a | n/a | n/a | n/a | 100 | 100 | 2023-03-01 | n/a |  | 3 | PR | Y |  | Y
TX | Blue Jay Solar I, LLC | 64672 | n/a | ERCOT | 30.7053 | -96.0698 |  | Storage | 1.6376 | n/a | n/a | n/a | n/a | 51.6 | 84.5 | 2023-06-01 | n/a |  | 3 | PR | Y | [6 empty] | Y |  | 0
TX | Upton County BESS | 64811 | n/a | ERCOT | 31.2392 | -102.3217 |  | Storage | 1.0081 | n/a | n/a | n/a | n/a | 24.8 | 25 | 2023-06-01 | n/a |  | 2 | PR | Y
TX | Roseland Solar Project, LLC | 65028 | n/a | ERCOT | 31.4612 | -96.8249 |  | Storage | 1.6313 | n/a | n/a | n/a | n/a | 51.8 | 84.5 | 2023-07-01 | n/a |  | 3 | PR | Y | [6 empty] | Y |  | 0
NY | Fox Hills Battery Station | 65035 | n/a | NYISO | 40.6108 | -74.0772 |  | Storage | 4 | n/a | n/a | n/a | n/a | 7.5 | 30 | 2023-09-01 | n/a |  | 4 | Y |  |  | Y |  |  | PR |  | Y
VA | Dry Bridge Storage | 65044 | n/a | PJM | 37.5 | -77.7 |  | Storage | 4 | n/a | n/a | n/a | n/a | 20 | 80 | 2023-11-01 | n/a |  | 1 | PR
TX | Cunningham Storage | 65410 | n/a | ERCOT | 33.0043 | -96.0759 |  | Storage | 2 | n/a | n/a | n/a | n/a | 190 | 380 | 2023-08-01 | n/a |  | 3 | PR | Y |  | Y | [6 empty] | 0
IA | Deer Run Battery | 65531 | n/a | MISO | 41.9513 | -91.6941 |  | Storage | 2 | n/a | n/a | n/a | n/a | 5 | 10 | 2023-01-01 | n/a |  | 1 | 0 | PR | 0 | 0 | 0 | 0 | 0 | 0 | 0 | 0 | 0
WI | Boaz Microgrid Battery | 65633 | n/a | MISO | 43.3106 | -90.5327 |  | Storage | 0.83333 | n/a | n/a | n/a | n/a | 3.6 | 3 | 2023-08-01 | n/a |  | 1 | PR | 0 | 0 | 0 | 0 | 0 | 0 | 0 | 0 | 0 | 0
CA | Sanborn BESS 3 | 65672 | n/a | CAISO | 35.027 | -118.1395 |  | Storage | 4 | n/a | n/a | n/a | n/a | 169 | 676 | 2023-10-01 | n/a |  | 2 | PR | Y |  | 0 |  |  |  |  | 0
CA | Sanborn BESS 4 | 65673 | n/a | CAISO | 34.9581 | -118.1078 |  | Storage | 4 | n/a | n/a | n/a | n/a | 47 | 188 | 2023-11-01 | n/a |  | 2 | PR | Y
NY | NY6 Battery | 65692 | n/a | NYISO | 42.8043 | -78.8276 |  | Storage | 2.1 | n/a | n/a | n/a | n/a | 20 | 42 | 2023-05-01 | n/a |  | 2 |  | PR | [6 empty] | Y
TX | TX19 River Valley Storage 1 | 65699 | n/a | ERCOT | 30.4148 | -97.357 |  | Storage | 2.22 | n/a | n/a | n/a | n/a | 50 | 111 | 2023-07-01 | n/a |  | 2 |  | PR | [6 empty] | Y
TX | TX21 River Valley Storage 2 | 65700 | n/a | ERCOT | 30.4143 | -97.3552 |  | Storage | 2.14 | n/a | n/a | n/a | n/a | 50 | 107 | 2023-07-01 | n/a |  | 2 |  | PR | [6 empty] | Y
TX | Gomez | 65814 | n/a | ERCOT | 31.0365 | -103.0242 |  | Storage | 1 | n/a | n/a | n/a | n/a | 9.9 | 9.9 | 2023-05-01 | n/a |  | 2 | Y | PR
TX | Holcomb (TX) | 65829 | n/a | ERCOT | 28.0353 | -99.3617 |  | Storage | 1 | n/a | n/a | n/a | n/a | 9.9 | 9.9 | 2023-01-01 | n/a |  | 2 | Y | PR
TX | Junction (TX) | 65830 | n/a | ERCOT | 30.4925 | -99.7702 |  | Storage | 1 | n/a | n/a | n/a | n/a | 9.9 | 9.9 | 2023-10-01 | n/a |  | 2 | Y | PR
TX | Olney | 65832 | n/a | ERCOT | 33.3711 | -98.7205 |  | Storage | 1 | n/a | n/a | n/a | n/a | 9.9 | 9.9 | 2023-05-01 | n/a |  | 2 | Y | PR
TX | Screwbean | 65835 | n/a | ERCOT | 31.8214 | -104.0451 |  | Storage | 1 | n/a | n/a | n/a | n/a | 9.9 | 9.9 | 2023-01-01 | n/a |  | 2 | Y | PR
CA | Sagebrush ESS | 65933 | n/a | CAISO | 35.0477 | -118.2628 |  | Storage | 4 | n/a | n/a | n/a | n/a | 80 | 320 | 2023-05-01 | n/a |  | 3 | PR | Y |  | Y
OH | Bowling Green Energy Storage Project | 65951 | n/a | PJM | 41.3826 | -83.6112 |  | Storage | 1 | n/a | n/a | n/a | n/a | 12 | 12 | 2023-05-01 | n/a |  | 1 | 0 | PR | 0 | 0 | 0 | 0 | 0 | 0 | 0 | 0 | 0
NJ | Andover Energy Storage Project | 65952 | n/a | PJM | 40.9808 | -74.7609 |  | Storage | 1 | n/a | n/a | n/a | n/a | 20 | 20 | 2023-06-01 | n/a |  | 1 | 0 | PR | 0 | 0 | 0 | 0 | 0 | 0 | 0 | 0 | 0
NJ | Howell Energy Storage Project | 65953 | n/a | PJM | 40.1337 | -74.1709 |  | Storage | 1 | n/a | n/a | n/a | n/a | 7 | 7 | 2023-03-01 | n/a |  | 1 | 0 | PR | 0 | 0 | 0 | 0 | 0 | 0 | 0 | 0 | 0
CA | CED West Side Canal Battery Storage | 65980 | n/a | CAISO | 32.7294 | -115.7186 |  | Storage | 4 | n/a | n/a | n/a | n/a | 131 | 524 | 2023-06-01 | n/a |  | 1 |  | PR
CA | Desert Peak Energy Storage I | 65987 | n/a | CAISO | 33.9311 | -116.5719 |  | Storage | 4 | n/a | n/a | n/a | n/a | 325 | 1300 | 2023-07-01 | n/a |  | 5 | PR | Y | Y | Y |  |  | Y |  |  |  | 0
CA | Desert Peak Energy Storage II | 65988 | n/a | CAISO | 33.9311 | -116.5719 |  | Storage | 4 | n/a | n/a | n/a | n/a | 75 | 300 | 2023-07-01 | n/a |  | 3 | PR | Y | Y |  |  |  | 0 |  |  |  | 0
TX | House Mountain | 66006 | n/a | ERCOT | 30.4957 | -103.451 |  | Storage | 1.6393 | n/a | n/a | n/a | n/a | 73.2 | 120 | 2024-01-01 | n/a |  | 4 | PR | Y |  | Y |  |  |  |  | Y
HI | Kapolei Energy Storage | 66067 | n/a | Hawaii | 21.3284 | -158.1052 |  | Storage | 3.0541 | n/a | n/a | n/a | n/a | 185 | 565 | 2023-12-01 | n/a |  | 1 | [6 empty] | PR
TX | Revolution | 66170 | n/a | ERCOT | 31.2335 | -102.3085 |  | Storage | 2.4587 | n/a | n/a | n/a | n/a | 150 | 368.8 | 2023-12-01 | n/a |  | 1 | PR
CA | North Central Valley | 66208 | n/a | CAISO | 38.0153 | -121.0178 |  | Storage | 4 | n/a | n/a | n/a | n/a | 132 | 528 | 2023-08-01 | n/a |  | 5 | PR | Y | Y | Y |  |  | Y |  |  |  | 0
CA | Goleta Energy Storage, LLC | 66394 | n/a | CAISO | 34.4324 | -119.8681 |  | Storage | 2.6667 | n/a | n/a | n/a | n/a | 60 | 160 | 2024-01-01 | n/a |  | 2 | PR | Y
CA | Stanton Battery Energy Storage | 66423 | n/a | CAISO | 33.8068 | -117.9886 |  | Storage | 4 | n/a | n/a | n/a | n/a | 68.8 | 275.2 | 2023-11-01 | n/a |  | 2 | PR | Y
TX | Wolf Tank Storage | 66616 | n/a | ERCOT | 27.5772 | -99.276 |  | Storage | 1 | n/a | n/a | n/a | n/a | 150 | 150 | 2023-07-01 | n/a |  | 4 | PR | Y | Y | Y |  |  |  | 0 |  |  | 0
VT | Georgia Ballard BESS | 66727 | n/a | ISO-NE | 44.6977 | -73.1247 |  | Storage | 2 | n/a | n/a | n/a | n/a | 5 | 10 | 2023-05-01 | n/a |  | 2 |  | Y |  |  |  |  | PR
VT | Springfield BESS | 66728 | n/a | ISO-NE | 43.3294 | -72.5241 |  | Storage | 2 | n/a | n/a | n/a | n/a | 5 | 10 | 2023-05-01 | n/a |  | 2 |  | Y |  |  |  |  | PR
TX | SMT Mercedes LLC | 66926 | n/a | ERCOT | 26.2305 | -97.9126 |  | Storage | 1 | n/a | n/a | n/a | n/a | 10 | 10 | 2023-12-01 | n/a |  | 3 | Y | Y | [6 empty] | PR
TX | SMT Mission LLC | 66927 | n/a | ERCOT | 26.1894 | -98.3229 |  | Storage | 1 | n/a | n/a | n/a | n/a | 10 | 10 | 2023-12-01 | n/a |  | 2 | Y | PR
TX | SMT Santa Rosa LLC | 66928 | n/a | ERCOT | 26.2325 | -97.8232 |  | Storage | 1 | n/a | n/a | n/a | n/a | 10 | 10 | 2023-12-01 | n/a |  | 2 | Y | PR
TX | SMT Alamo LLC | 66929 | n/a | ERCOT | 26.2307 | -98.114 |  | Storage | 1 | n/a | n/a | n/a | n/a | 10 | 10 | 2023-12-01 | n/a |  | 2 | Y | PR
TX | SMT Bay City LLC | 66930 | n/a | ERCOT | 28.9876 | -95.9698 |  | Storage | 1 | n/a | n/a | n/a | n/a | 10 | 10 | 2023-11-01 | n/a |  | 2 | Y | PR
TX | SMT Elsa LLC | 66931 | n/a | ERCOT | 26.2961 | -98.0096 |  | Storage | 1 | n/a | n/a | n/a | n/a | 10 | 10 | 2023-12-01 | n/a |  | 2 | Y | PR
TX | SMT Los Fresnos LLC | 66932 | n/a | ERCOT | 26.0747 | -97.5232 |  | Storage | 1 | n/a | n/a | n/a | n/a | 10 | 10 | 2023-12-01 | n/a |  | 2 | Y | PR
TX | SMT Harlingen II LLC | 66933 | n/a | ERCOT | 26.18 | -97.7256 |  | Storage | 1 | n/a | n/a | n/a | n/a | 10 | 10 | 2023-12-01 | n/a |  | 2 | Y | PR
TX | SMT Rio Grande I LLC | 66934 | n/a | ERCOT | 26.4087 | -98.9374 |  | Storage | 1 | n/a | n/a | n/a | n/a | 10 | 10 | 2023-12-01 | n/a |  | 2 | Y | PR
TX | SMT Rio Grande II LLC | 66935 | n/a | ERCOT | 26.391 | -98.8204 |  | Storage | 1 | n/a | n/a | n/a | n/a | 10 | 10 | 2023-12-01 | n/a |  | 2 | Y | PR
MA | Acton-Boxborough Schools BESS | 66966 | n/a | ISO-NE | 42.4796 | -71.4581 |  | Storage | 2.0476 | n/a | n/a | n/a | n/a | 2.1 | 4.3 | 2021-05-01 | n/a |  | 2 | [5 empty] | Y |  | PR
TX | Rodeo Ranch Energy Storage | 67175 | n/a | ERCOT | 31.36 | -103.33 |  | Storage | 2 | n/a | n/a | n/a | n/a | 300 | 600 | 2023-12-01 | n/a |  | 3 | Y | PR |  | 0 |  |  |  |  | Y
CA | Cascade Energy Storage, LLC | 61801 | n/a | CAISO | 37.9201 | -121.2392 |  | Storage | 4 | n/a | n/a | n/a | n/a | 25 | 100 | 2024-09-01 | n/a |  | 2 | Y | PR
CA | Yorktown Battery Energy Storage Facility | 63325 | n/a | CAISO | 34.0047 | -118.0684 |  | Storage | 3 | n/a | n/a | n/a | n/a | 3 | 9 | 2024-09-01 | n/a |  | 2 | Y |  |  |  |  | PR
CA | Cadillac Battery Energy Storage Facility | 63326 | n/a | CAISO | 34.0047 | -118.0684 |  | Storage | 2.5143 | n/a | n/a | n/a | n/a | 3.5 | 8.8 | 2024-09-01 | n/a |  | 2 | Y |  |  |  |  | PR
GA | Mossy Branch Battery Facility | 65018 | n/a | Southeast (non-ISO) | 32.8036 | -84.6604 |  | Storage | 4 | n/a | n/a | n/a | n/a | 65 | 260 | 2024-10-01 | n/a |  | 5 | PR | Y |  | Y |  |  |  | Y | Y
NC | Maysville BESS | 65240 | n/a | Southeast (non-ISO) | 34.8518 | -77.1816 |  | Storage | 2 | n/a | n/a | n/a | n/a | 5 | 10 | 2024-12-01 | n/a |  | 2 | [6 empty] | Y | PR
NC | McKinney BESS | 65241 | n/a | Southeast (non-ISO) | 34.9058 | -79.757 |  | Storage | 2 | n/a | n/a | n/a | n/a | 5 | 10 | 2024-12-01 | n/a |  | 2 | [6 empty] | Y | PR
NC | New Rosewood BESS | 65243 | n/a | Southeast (non-ISO) | 35.4362 | -78.1096 |  | Storage | 4 | n/a | n/a | n/a | n/a | 2.5 | 10 | 2024-12-01 | n/a |  | 2 | [6 empty] | Y | PR
NC | Queens Creek BESS | 65244 | n/a | Southeast (non-ISO) | 34.6725 | -77.188 |  | Storage | 2 | n/a | n/a | n/a | n/a | 2.5 | 5 | 2024-12-01 | n/a |  | 2 | [6 empty] | Y | PR
NC | Rocky Point BESS | 65245 | n/a | Southeast (non-ISO) | 34.4753 | -77.83 |  | Storage | 1 | n/a | n/a | n/a | n/a | 5 | 5 | 2024-12-01 | n/a |  | 2 | [6 empty] | Y | PR
NC | Walkers Crossroads BESS | 65246 | n/a | Southeast (non-ISO) | 35.9252 | -78.5052 |  | Storage | 2 | n/a | n/a | n/a | n/a | 5 | 10 | 2024-12-01 | n/a |  | 2 | [6 empty] | Y | PR
NC | Zion Hill BESS | 65247 | n/a | Southeast (non-ISO) | 33.9939 | -78.2245 |  | Storage | 2 | n/a | n/a | n/a | n/a | 5 | 10 | 2024-12-01 | n/a |  | 2 | [6 empty] | Y | PR
NC | Collier BESS | 65248 | n/a | Southeast (non-ISO) | 35.2049 | -78.8903 |  | Storage | 2 | n/a | n/a | n/a | n/a | 2.5 | 5 | 2024-12-01 | n/a |  | 2 | [6 empty] | Y | PR
NC | Docs Road BESS | 65249 | n/a | Southeast (non-ISO) | 35.3239 | -78.9975 |  | Storage | 2 | n/a | n/a | n/a | n/a | 5 | 10 | 2024-12-01 | n/a |  | 2 | [6 empty] | Y | PR
NC | Five Points BESS | 65250 | n/a | Southeast (non-ISO) | 35.6325 | -79.682 |  | Storage | 2 | n/a | n/a | n/a | n/a | 5 | 10 | 2024-12-01 | n/a |  | 2 | 0 | [5 empty] | Y | PR
CA | Santa Paula Energy Storage LLC | 65397 | n/a | CAISO | 34.3572 | -119.055 |  | Storage | 1 | n/a | n/a | n/a | n/a | 30 | 30 | 2024-10-01 | n/a |  | 1 | PR
CA | Separator (Etiwanda) BESS | 65456 | n/a | CAISO | 34.0921 | -117.534 |  | Storage | 4 | n/a | n/a | n/a | n/a | 112.5 | 450 | 2024-08-01 | n/a |  | 2 | PR | Y
CA | Cathode (Hinson) BESS | 65457 | n/a | CAISO | 33.7763 | -118.2003 |  | Storage | 4 | n/a | n/a | n/a | n/a | 200 | 800 | 2024-08-01 | n/a |  | 2 | [6 empty] | PR |  | Y
TX | Dickens | 65489 | n/a | ERCOT | 33.7811 | -100.8832 |  | Storage | 1 | n/a | n/a | n/a | n/a | 200 | 200 | 2024-12-01 | n/a |  | 2 | Y | PR
TX | Hydra | 65490 | n/a | ERCOT | 30.9929 | -102.2895 |  | Storage | 1 | n/a | n/a | n/a | n/a | 200 | 200 | 2024-12-01 | n/a |  | 2 | Y | PR
TX | Paleo | 65491 | n/a | ERCOT | 33.8895 | -101.8016 |  | Storage | 1 | n/a | n/a | n/a | n/a | 200 | 200 | 2024-12-01 | n/a |  | 2 | Y | PR
TX | Pavo | 65492 | n/a | ERCOT | 30.8851 | -102.4226 |  | Storage | 1 | n/a | n/a | n/a | n/a | 175 | 175 | 2024-12-01 | n/a |  | 2 | Y | PR
TX | Tortolas | 65493 | n/a | ERCOT | 29.4324 | -95.2507 |  | Storage | 1 | n/a | n/a | n/a | n/a | 50 | 50 | 2024-12-01 | n/a |  | 2 | Y | PR
TX | TX10 Hummingbird Storage | 65693 | n/a | ERCOT | 33.3256 | -97.3143 |  | Storage | 2.27 | n/a | n/a | n/a | n/a | 100 | 227 | 2024-10-01 | n/a |  | 2 |  | PR | [6 empty] | Y
TX | TX15 Limousin Oak Storage | 65698 | n/a | ERCOT | 30.6599 | -95.9738 |  | Storage | 2.27 | n/a | n/a | n/a | n/a | 100 | 227 | 2024-08-01 | n/a |  | 2 |  | PR | [6 empty] | Y
TX | Farmersville (TX) | 65812 | n/a | ERCOT | 33.1611 | -96.4091 |  | Storage | 1 | n/a | n/a | n/a | n/a | 9.9 | 9.9 | 2024-04-01 | n/a |  | 2 | Y | PR
TX | Val Verde | 65837 | n/a | ERCOT | 26.2341 | -98.0798 |  | Storage | 1 | n/a | n/a | n/a | n/a | 9.9 | 9.9 | 2024-01-01 | n/a |  | 2 | Y | PR
CA | Paradise Energy Storage | 66265 | n/a | CAISO | 32.7036 | -117.0498 |  | Storage | 1 | n/a | n/a | n/a | n/a | 10 | 10 | 2024-03-01 | n/a |  | 2 | PR |  | Y
CA | Clairemont Energy Storage | 66266 | n/a | CAISO | 32.8256 | -117.1832 |  | Storage | 1 | n/a | n/a | n/a | n/a | 10 | 10 | 2024-03-01 | n/a |  | 3 | PR | Y | Y
CA | Elliott Energy Storage | 66278 | n/a | CAISO | 32.8164 | -117.0889 |  | Storage | 1 | n/a | n/a | n/a | n/a | 10 | 10 | 2024-03-01 | n/a |  | 3 | PR | Y | Y
CA | Boulevard Energy Storage | 66279 | n/a | CAISO | 32.6618 | -116.2734 |  | Storage | 1 | n/a | n/a | n/a | n/a | 10 | 10 | 2024-03-01 | n/a |  | 3 | PR | Y | Y
CA | Pala Gomez Creek BESS | 66280 | n/a | CAISO | 33.3577 | -117.1117 |  | Storage | 1 | n/a | n/a | n/a | n/a | 10 | 10 | 2024-03-01 | n/a |  | 3 | PR | Y | Y
CA | Melrose BESS | 66281 | n/a | CAISO | 33.2072 | -117.2528 |  | Storage | 1 | n/a | n/a | n/a | n/a | 20 | 20 | 2024-03-01 | n/a |  | 3 | PR | Y | Y
CA | Condor Energy Storage LLC | 66285 | n/a | CAISO | 34.0205 | -117.3324 |  | Storage | 4 | n/a | n/a | n/a | n/a | 200 | 800 | 2024-05-01 | n/a |  | 3 | PR | Y |  | Y
ID | Black Mesa BESS | 66326 | n/a | West (non-ISO) | 42.9084 | -115.1813 |  | Storage | 4 | n/a | n/a | n/a | n/a | 40 | 160 | 2024-09-01 | n/a |  | 2 | [6 empty] | PR |  |  | Y
AZ | Superstition Energy Storage | 66333 | n/a | West (non-ISO) | 33.359 | -111.8311 |  | Storage | 4 | n/a | n/a | n/a | n/a | 90 | 360 | 2024-07-01 | n/a |  | 4 |  | Y |  | Y |  |  | PR |  | Y
AZ | Sierra Estrella Energy Storage | 66334 | n/a | West (non-ISO) | 33.4108 | -112.3138 |  | Storage | 4 | n/a | n/a | n/a | n/a | 250 | 1000 | 2024-05-01 | n/a |  | 4 |  | Y | 0 | Y |  |  | PR |  | Y |  | 0
TX | St. Gall Energy Storage I | 66336 | n/a | ERCOT | 30.9244 | -102.9536 |  | Storage | 1.9493 | n/a | n/a | n/a | n/a | 102.6 | 200 | 2024-03-01 | n/a |  | 4 | PR | Y |  | Y |  |  |  |  | Y
TX | Callisto I Energy Center | 66338 | n/a | ERCOT | 29.6468 | -95.4505 |  | Storage | 0.89526 | n/a | n/a | n/a | n/a | 223.4 | 200 | 2024-08-01 | n/a |  | 4 | PR | Y |  | Y |  |  |  |  | Y
CA | Beaumont BESS | 66461 | n/a | CAISO | 33.9244 | -116.9876 |  | Storage | 3.4305 | n/a | n/a | n/a | n/a | 116.6 | 400 | 2024-08-01 | n/a |  | 3 | PR | Y |  | Y
CA | Placerita ESS | 66462 | n/a | CAISO | 34.41 | -118.45 |  | Storage | 3.6364 | n/a | n/a | n/a | n/a | 88 | 320 | 2024-11-01 | n/a |  | 3 | PR | Y |  | Y
CA | Menifee Power Bank | 66494 | n/a | CAISO | 33.739 | -117.1698 |  | Storage | 4 | n/a | n/a | n/a | n/a | 620 | 2480 | 2024-06-01 | n/a |  | 1 | 0 | 0 | 0 | 0 | 0 | 0 | 0 | PR | 0 | 0 | 0
CA | EnerSmart Chula Vista Sub Station | 66505 | n/a | CAISO | 32.5945 | -117.0507 |  | Storage | 2 | n/a | n/a | n/a | n/a | 6 | 12 | 2024-10-01 | n/a |  | 2 | PR | Y
CA | Sunlight Storage II | 66575 | n/a | CAISO | 33.8095 | -115.7939 |  | Storage | 4 | n/a | n/a | n/a | n/a | 230 | 920 | 2024-04-01 | n/a |  | 4 | PR | Y | Y | Y | [6 empty] | 0
CA | Cald BESS | 66617 | n/a | CAISO | 33.9559 | -118.2321 |  | Storage | 4 | n/a | n/a | n/a | n/a | 100 | 400 | 2024-08-01 | n/a |  | 4 | PR |  | Y |  | Y |  | Y
CA | Lakeview Battery Storage Facility | 66619 | n/a | CAISO | 35.0951 | -119.0659 |  | Storage | 3.8333 | n/a | n/a | n/a | n/a | 1.2 | 4.6 | 2024-12-01 | n/a |  | 4 | Y | Y |  | Y |  | PR
CA | Bear Canyon | 66650 | n/a | CAISO | 38.7628 | -122.6928 |  | Storage | 1.1308 | n/a | n/a | n/a | n/a | 13 | 14.7 | 2024-07-01 | n/a |  | 3 | PR | 0 | Y | Y
CA | Tumbleweed Energy Storage | 66666 | n/a | CAISO | 34.8343 | -118.339 |  | Storage | 4 | n/a | n/a | n/a | n/a | 125 | 500 | 2024-07-01 | n/a |  | 4 | PR | Y |  | Y |  |  |  |  | Y
CA | West Ford Flat | 66669 | n/a | CAISO | 38.7881 | -122.7218 |  | Storage | 1.096 | n/a | n/a | n/a | n/a | 25 | 27.4 | 2024-07-01 | n/a |  | 4 | Y |  | Y | Y |  |  | PR
TX | Brazos Bend BESS, LLC | 66690 | n/a | ERCOT | 29.5632 | -95.8002 |  | Storage | 1 | n/a | n/a | n/a | n/a | 100 | 100 | 2024-09-01 | n/a |  | 4 | PR | Y |  | Y |  |  |  |  | Y
CA | Inland Empire Energy Storage | 66726 | n/a | CAISO | 34.1377 | -117.416 |  | Storage | 2.8571 | n/a | n/a | n/a | n/a | 70 | 200 | 2024-10-01 | n/a |  | 2 |  | Y |  |  |  |  | PR
CA | Bottleneck Energy Storage | 66757 | n/a | CAISO | 35.8384 | -119.0884 |  | Storage | 4 | n/a | n/a | n/a | n/a | 80 | 320 | 2024-10-01 | n/a |  | 2 | PR | Y
NJ | Justin Court Energy Storage | 66758 | n/a | PJM | 40.5263 | -74.8441 |  | Storage | 0.915 | n/a | n/a | n/a | n/a | 20 | 18.3 | 2024-02-01 | n/a |  | 1 | 0 | PR | 0 | 0 | 0 | 0 | 0 | 0 | 0 | 0 | 0
TX | Hamilton BESS | 66782 | n/a | ERCOT | 29.3764 | -100.8485 |  | Storage | 1 | n/a | n/a | n/a | n/a | 9.9 | 9.9 | 2024-02-01 | n/a |  | 2 | Y | PR
TX | Weil Tract BESS | 66783 | n/a | ERCOT | 27.7969 | -97.4871 |  | Storage | 1 | n/a | n/a | n/a | n/a | 9.9 | 9.9 | 2024-06-01 | n/a |  | 2 | Y | PR
TX | Pauline BESS | 66784 | n/a | ERCOT | 32.335 | -96.0579 |  | Storage | 1 | n/a | n/a | n/a | n/a | 9.9 | 9.9 | 2024-03-01 | n/a |  | 2 | Y | PR
TX | Mineral Wells East BESS | 66788 | n/a | ERCOT | 32.7988 | -98.065 |  | Storage | 1 | n/a | n/a | n/a | n/a | 9.9 | 9.9 | 2024-03-01 | n/a |  | 2 | Y | PR
TX | Lufkin South BESS | 66789 | n/a | ERCOT | 31.292 | -94.7242 |  | Storage | 1 | n/a | n/a | n/a | n/a | 9.9 | 9.9 | 2024-03-01 | n/a |  | 2 | Y | PR
TX | Judkins BESS | 66790 | n/a | ERCOT | 31.7156 | -102.5981 |  | Storage | 1 | n/a | n/a | n/a | n/a | 9.9 | 9.9 | 2024-03-01 | n/a |  | 2 | Y | PR
TX | Garden City East BESS | 66791 | n/a | ERCOT | 31.8672 | -101.4694 |  | Storage | 1 | n/a | n/a | n/a | n/a | 9.9 | 9.9 | 2024-03-01 | n/a |  | 2 | Y | PR
TX | Falfurrias BESS | 66792 | n/a | ERCOT | 27.2424 | -98.1405 |  | Storage | 1 | n/a | n/a | n/a | n/a | 9.9 | 9.9 | 2024-09-01 | n/a |  | 2 | Y | PR
TX | Diboll BESS | 66794 | n/a | ERCOT | 31.1938 | -94.7982 |  | Storage | 1 | n/a | n/a | n/a | n/a | 9.9 | 9.9 | 2024-03-01 | n/a |  | 2 | Y | PR
TX | CISCO BESS | 66795 | n/a | ERCOT | 32.3915 | -98.9782 |  | Storage | 1 | n/a | n/a | n/a | n/a | 9.9 | 9.9 | 2024-10-01 | n/a |  | 2 | Y | PR
TX | Borden County BESS | 66804 | n/a | ERCOT | 32.7223 | -101.6385 |  | Storage | 2 | n/a | n/a | n/a | n/a | 150 | 300 | 2024-08-01 | n/a |  | 5 | PR | Y | Y | Y | Y
CA | Sagebrush Solar 2 ESS 40 | 66949 | n/a | CAISO | 35.0477 | -118.2628 |  | Storage | 4 | n/a | n/a | n/a | n/a | 40 | 160 | 2024-09-01 | n/a |  | 3 | PR | Y |  | Y
CA | Sagebrush Solar 2 ESS 59 | 66950 | n/a | CAISO | 35.0477 | -118.2628 |  | Storage | 4 | n/a | n/a | n/a | n/a | 59 | 236 | 2024-09-01 | n/a |  | 3 | PR | Y |  | Y
NC | Davistown-Mercer | 67036 | n/a | PJM | 35.8442 | -77.6127 |  | Storage | 2 | n/a | n/a | n/a | n/a | 2.5 | 5 | 2024-12-01 | n/a |  | 2 | [6 empty] | Y | PR
NC | Medoc | 67037 | n/a | PJM | 36.248 | -77.8502 |  | Storage | 2 | n/a | n/a | n/a | n/a | 2.5 | 5 | 2024-12-01 | n/a |  | 2 | [6 empty] | Y | PR
NC | Archie Horne | 67040 | n/a | Southeast (non-ISO) | 34.9177 | -77.6313 |  | Storage | 2 | n/a | n/a | n/a | n/a | 10 | 20 | 2024-12-01 | n/a |  | 2 | [6 empty] | Y | PR
NC | McLauchin | 67041 | n/a | Southeast (non-ISO) | 34.9964 | -79.1071 |  | Storage | 2 | n/a | n/a | n/a | n/a | 15 | 30 | 2024-12-01 | n/a |  | 2 | [6 empty] | Y | PR
NC | Butler | 67042 | n/a | Southeast (non-ISO) | 34.8981 | -78.899 |  | Storage | 2 | n/a | n/a | n/a | n/a | 10 | 20 | 2024-12-01 | n/a |  | 2 | [6 empty] | Y | PR
NC | Double Creek | 67043 | n/a | Southeast (non-ISO) | 36.4139 | -80.41 |  | Storage | 2 | n/a | n/a | n/a | n/a | 5 | 10 | 2024-12-01 | n/a |  | 2 | [6 empty] | Y | PR
NC | Fairfield Harbor | 67044 | n/a | Southeast (non-ISO) | 35.1512 | -76.993 |  | Storage | 2 | n/a | n/a | n/a | n/a | 5 | 10 | 2024-12-01 | n/a |  | 2 | [6 empty] | Y | PR
TX | Longbow BESS, LLC | 67083 | n/a | ERCOT | 29.2816 | -95.2955 |  | Storage | 2.3414 | n/a | n/a | n/a | n/a | 174 | 407.4 | 2024-10-01 | n/a |  | 3 | PR | Y |  | Y
NE | BRIGHT Battery | 67122 | n/a | SPP | 40.8714 | -96.179 |  | Storage | 2.4 | n/a | n/a | n/a | n/a | 1 | 2.4 | 2023-03-01 | n/a |  | 2 | [6 empty] | PR |  | Y
MA | Groton BESS 2 | 67162 | n/a | ISO-NE | 42.6157 | -71.5778 |  | Storage | 4.45 | n/a | n/a | n/a | n/a | 2 | 8.9 | 2024-08-01 | n/a |  | 2 |  | Y |  |  |  |  | PR
MA | Groton BESS 1 | 67185 | n/a | ISO-NE | 42.6091 | -71.5392 |  | Storage | 4.45 | n/a | n/a | n/a | n/a | 2 | 8.9 | 2024-08-01 | n/a |  | 2 |  | Y |  |  |  |  | PR
MA | Holden BESS 1 | 67186 | n/a | ISO-NE | 42.3388 | -71.8386 |  | Storage | 4.48 | n/a | n/a | n/a | n/a | 5 | 22.4 | 2024-08-01 | n/a |  | 2 |  | Y |  |  |  |  | PR
MA | Paxton BESS 1 | 67187 | n/a | ISO-NE | 42.2913 | -71.9455 |  | Storage | 2.9667 | n/a | n/a | n/a | n/a | 3 | 8.9 | 2024-11-01 | n/a |  | 2 |  | Y |  |  |  |  | PR
TX | Anemoi Energy Storage | 67236 | n/a | ERCOT | 26.45 | -98.48 |  | Storage | 2 | n/a | n/a | n/a | n/a | 200 | 400 | 2024-06-01 | n/a |  | 5 | PR | Y | 0 | Y | 0 | 0 | 0 | 0 | Y | Y | 0
TX | Ebony Energy Storage | 67237 | n/a | ERCOT | 29.6201 | -98.3345 |  | Storage | 1.924 | n/a | n/a | n/a | n/a | 207.9 | 400 | 2024-06-01 | n/a |  | 5 | PR | Y | 0 | Y | 0 | 0 | 0 | 0 | Y | Y | 0
CO | Rattlesnake Ridge Battery Storage | 67300 | n/a | West (non-ISO) | 40.1974 | -104.608 |  | Storage | 3.9831 | n/a | n/a | n/a | n/a | 11.8 | 47 | 2024-05-01 | n/a |  | 4 | PR |  |  | Y |  | Y | Y
CO | Parkway Battery Storage | 67301 | n/a | West (non-ISO) | 39.9857 | -105.0104 |  | Storage | 4.0128 | n/a | n/a | n/a | n/a | 7.8 | 31.3 | 2024-05-01 | n/a |  | 4 | PR |  |  | Y |  | Y | Y
CO | Frederick Battery Storage | 67302 | n/a | West (non-ISO) | 40.1046 | -104.9845 |  | Storage | 4.0128 | n/a | n/a | n/a | n/a | 7.8 | 31.3 | 2024-09-01 | n/a |  | 4 | PR |  |  | Y |  | Y | Y
CO | Mead Battery Storage | 67303 | n/a | West (non-ISO) | 40.2194 | -104.9422 |  | Storage | 4.0128 | n/a | n/a | n/a | n/a | 7.8 | 31.3 | 2024-05-01 | n/a |  | 4 | PR |  |  | Y |  | Y | Y
CO | Davis Battery Storage | 67304 | n/a | West (non-ISO) | 40.1444 | -104.7451 |  | Storage | 3.9831 | n/a | n/a | n/a | n/a | 11.8 | 47 | 2024-08-01 | n/a |  | 4 | PR |  |  | Y |  | Y | Y
CO | Bromley Battery Storage | 67305 | n/a | West (non-ISO) | 39.9788 | -104.7687 |  | Storage | 3.9831 | n/a | n/a | n/a | n/a | 11.8 | 47 | 2024-06-01 | n/a |  | 4 | PR |  |  | Y |  | Y | Y
CO | Keenesburg Battery Storage | 67306 | n/a | West (non-ISO) | 40.1462 | -104.5487 |  | Storage | 3.9831 | n/a | n/a | n/a | n/a | 11.8 | 47 | 2024-05-01 | n/a |  | 4 | PR |  |  | Y |  | Y | Y
CO | Platte Valley Battery Storage | 67307 | n/a | West (non-ISO) | 39.9883 | -104.8451 |  | Storage | 4.0128 | n/a | n/a | n/a | n/a | 7.8 | 31.3 | 2024-07-01 | n/a |  | 4 | PR |  |  | Y | 0 | Y | Y
TX | Pavlov | 67493 | n/a | ERCOT | 28.9941 | -96.1262 |  | Storage | 1 | n/a | n/a | n/a | n/a | 9.9 | 9.9 | 2024-10-01 | n/a |  | 3 | PR | Y |  | Y
TX | Mainland | 67494 | n/a | ERCOT | 29.3952 | -95.0408 |  | Storage | 1 | n/a | n/a | n/a | n/a | 9.9 | 9.9 | 2024-06-01 | n/a |  | 3 | PR | Y |  | Y
TX | Sandlake | 67496 | n/a | ERCOT | 31.5088 | -103.6175 |  | Storage | 1 | n/a | n/a | n/a | n/a | 9.9 | 9.9 | 2024-10-01 | n/a |  | 3 | PR | Y |  | Y
CA | AES ES Alamitos 2 LLC | 67579 | n/a | CAISO | 33.7703 | -118.1 |  | Storage | 4 | n/a | n/a | n/a | n/a | 82 | 328 | 2024-11-01 | n/a |  | 4 |  | Y |  | Y |  |  | PR |  | Y
CA | Holtville | 67695 | n/a | CAISO | 32.8134 | -115.3887 |  | Storage | 4.2333 | n/a | n/a | n/a | n/a | 30 | 127 | 2024-07-01 | n/a |  | 2 | Y | [5 empty] | PR
OR | Coffee Creek BESS | 67698 | n/a | West (non-ISO) | 45.3417 | -122.7815 |  | Storage | 2 | n/a | n/a | n/a | n/a | 17 | 34 | 2024-12-01 | n/a |  | 3 |  | Y |  | PR | [5 empty] | Y
OR | Constable BESS | 67712 | n/a | West (non-ISO) | 45.559 | -122.9437 |  | Storage | 4 | n/a | n/a | n/a | n/a | 75 | 300 | 2024-12-01 | n/a |  | 4 | Y |  |  | PR |  |  | Y |  | Y
TX | Al Pastor Battery Storage Plant | 67721 | n/a | ERCOT | 32.7171 | -101.9378 |  | Storage | 1.4457 | n/a | n/a | n/a | n/a | 100.3 | 145 | 2024-11-01 | n/a |  | 2 | PR |  |  | Y
TX | Citadel Battery Storage Plant | 67738 | n/a | ERCOT | 29.874 | -95.0182 |  | Storage | 1.4608 | n/a | n/a | n/a | n/a | 204 | 298 | 2024-12-01 | n/a |  | 2 | PR |  |  | Y
TX | Wigeon Whistle Battery Storage Plant | 67739 | n/a | ERCOT | 33.0304 | -96.3572 |  | Storage | 1.45 | n/a | n/a | n/a | n/a | 120 | 174 | 2024-12-01 | n/a |  | 2 | PR |  |  | Y
AZ | Westwing | 67855 | n/a | West (non-ISO) | 33.7131 | -112.3242 |  | Storage | 4.0195 | n/a | n/a | n/a | n/a | 82 | 329.6 | 2024-09-01 | n/a |  | 4 | PR | Y | 0 | Y | 0 | 0 | 0 | 0 | Y | 0 | 0
TX | GFTX BESS | 67860 | n/a | ERCOT | 30.2283 | -97.6188 |  | Storage | 2 | n/a | n/a | n/a | n/a | 125 | 250 | 2024-08-01 | n/a |  | 5 | PR | Y |  | Y |  |  |  |  | Y | Y
TX | Connolly BESS | 67861 | n/a | ERCOT | 33.2107 | -97.419 |  | Storage | 2 | n/a | n/a | n/a | n/a | 125 | 250 | 2024-11-01 | n/a |  | 4 | PR | Y |  | Y |  |  |  |  | Y
OR | Sundial (Troutdale) BESS | 67869 | n/a | West (non-ISO) | 45.5598 | -122.4201 |  | Storage | 4 | n/a | n/a | n/a | n/a | 200 | 800 | 2024-12-01 | n/a |  | 2 | [6 empty] | Y | PR
NY | Gabby Giffords Clean Energy, LLC | 67883 | n/a | NYISO | 40.5526 | -74.1509 |  | Storage | 4.2625 | n/a | n/a | n/a | n/a | 8 | 34.1 | 2024-12-01 | n/a |  | 3 | Y |  |  |  |  | Y | PR
NY | Gunther | 67886 | n/a | NYISO | 40.8645 | -73.836 |  | Storage | 4.1333 | n/a | n/a | n/a | n/a | 3 | 12.4 | 2023-09-01 | n/a |  | 3 | Y |  |  |  |  | Y | PR
PA | PNY BESS LLC | 67899 | n/a | PJM | 39.8902 | -75.1855 |  | Storage | 1 | n/a | n/a | n/a | n/a | 6.2 | 6.2 | 2021-08-01 | n/a |  | 2 |  | PR |  |  |  |  | Y
IA | Hampton Substation Energy Storage | 67948 | n/a | SPP | 42.6872 | -93.2321 |  | Storage | 5.0556 | n/a | n/a | n/a | n/a | 1.8 | 9.1 | 2022-11-01 | n/a |  | 1 | 0 | 0 | 0 | 0 | 0 | 0 | 0 | PR | 0 | 0 | 0
CO | Prairie Center Energy LLC | 68058 | n/a | West (non-ISO) | 39.9303 | -104.7943 |  | Storage | 6.6384 | n/a | n/a | n/a | n/a | 35.4 | 235 | 2024-12-01 | n/a |  | 1 | 0 | 0 | 0 | 0 | 0 | 0 | 0 | PR | 0 | 0 | 0
MD | Fairhaven | 68335 | n/a | PJM | 38.7538 | -76.5894 |  | Storage | 2.84 | n/a | n/a | n/a | n/a | 2.5 | 7.1 | 2024-09-01 | n/a |  | 2 |  | Y |  |  |  |  | PR
AK | International Battery Substation (IBSS) | 68611 | n/a | AK | 61.1699 | -149.9131 |  | Storage | 2 | n/a | n/a | n/a | n/a | 40 | 80 | 2024-10-01 | n/a |  | 2 |  | PR |  | Y
TX | Crockett BESS | 68683 | n/a | ERCOT | 29.7768 | -95.3799 |  | Storage | 2.48 | n/a | n/a | n/a | n/a | 10 | 24.8 | 2024-12-01 | n/a |  | 3 | PR | Y |  | Y
TX | Century BESS | 68684 | n/a | ERCOT | 32.6866 | -97.0833 |  | Storage | 2.48 | n/a | n/a | n/a | n/a | 10 | 24.8 | 2024-12-01 | n/a |  | 4 | PR | Y |  | Y |  |  |  |  | Y
TX | Liggett Switch | 68685 | n/a | ERCOT | 32.8148 | -97.025 |  | Storage | 1.24 | n/a | n/a | n/a | n/a | 10 | 12.4 | 2024-12-01 | n/a |  | 4 | PR | Y |  | Y |  |  |  |  | Y
TX | Longhorn Storage | 68878 | n/a | ERCOT | 32.4287 | -99.1591 |  | Storage | 1 | n/a | n/a | n/a | n/a | 165 | 165 | 2024-09-01 | n/a |  | 6 | Y | PR | Y | Y | 0 |  | Y |  | Y
TX | Libra Storage | 68895 | n/a | ERCOT | 29.4666 | -98.0028 |  | Storage | 1 | n/a | n/a | n/a | n/a | 236.3 | 236.3 | 2023-12-01 | n/a |  | 6 | Y | PR | Y | Y |  |  | Y |  | Y

## 02. PPA Sample
RETURN TO CONTENTS
| State | Plant_Name | Year added | EIA ID | PV MW-AC | Avg Annual PV MWh | BESS MW | BESS MWh | BESS Duration | BESS:PV Ratio | PV-Equivalent Duration (Storage Energy / PV Capacity) | PV PPA Execution | BESS PPA Execution | PV COD | BESS COD | Retrofit_Execution | Retrofit_COD | PV_$_per_MWh_real | BESS_$_per_MWh-PV_real | BESS_$_per_MWh-stored_real | BESS_$_per_MW-month_real | PV+BESS_$_per_MWh-PV_real
| AZ | Pinal_Central_Energy_Center | 0 | 61678 | 20 | 57855.6 | 10 | 40 | 4 | 50% | 2 | 2017-04-14 | 2017-04-14 | 2018-04-23 | 2018-04-23 | #N/A | #N/A | #N/A | #N/A | #N/A | #N/A | 81.1514
| AZ | Wilmot | 0 | 64426 | 100 | 280512 | 30 | 120 | 4 | 30% | 1.2 | 2017-05-22 | 2017-05-22 | 2021-04-30 | 2021-04-30 | #N/A | #N/A | 22.9863 | 13.4266 | 85.9344 | 10462.0003 | 36.4129
| AZ | Saint | 0 | 63476 | 100 | 282140.3537 | 100 | 400 | 4 | 100% | 4 | 2018-09-20 | 2022-01-03 | 2020-12-15 | 2023-09-18 | #N/A | #N/A | 22.6752 | 32.6031 | 63.2683 | 7703.8772 | 55.3201
| AZ | Sonoran_Energy_Center | 0 | 66627 | 250 | 710751.1271 | 250 | 1000 | 4 | 100% | 4 | 2019-11-14 | 2019-11-14 | 2023-12-01 | 2023-12-01 | #N/A | #N/A | 18.3072 | 23.7428 | 46.4753 | 5658.5975 | 42.05
| AZ | Storey | 0 | 65956 | 88 | 250186.4113 | 88 | 264 | 3 | 100% | 3 | 2019-11-14 | 2019-11-14 | 2023-12-01 | 2023-09-15 | #N/A | #N/A | 18.3072 | 23.7426 | 61.9671 | 5658.5975 | 42.0498
| AZ | Mesquite_4 | 0 | 65962 | 52.5 | 159171.7221 | 10 | 40 | 4 | 19.05% | 0.7619 | 2020-02-11 | 2020-02-11 | 2024-01-01 | 2024-01-01 | #N/A | #N/A | #N/A | #N/A | #N/A | #N/A | 20.6004
| AZ | Mesquite_Solar_5 | 2025 | 65963 | 60 | 151267.4756 | 60 | 240 | 4 | 100% | 4 | 2021-10-18 | 2021-10-18 | 2023-07-30 | 2023-07-30 | #N/A | #N/A | 18.7651 | 31.0469 | 53.9001 | 6562.4172 | 49.812
| AZ | SR_McNeal | 0 | 66925 | 20 | 55188.179 | 20 | 80 | 4 | 100% | 4 | 2022-04-28 | 2022-04-28 | 2023-10-15 | 2023-10-15 | #N/A | #N/A | #N/A | #N/A | #N/A | #N/A | 23.8593
| CA | Desert_Sunlight_250 | 0 | 58542/65857 | 250 | 611401.1057 | 230 | 920 | 4 | 92% | 3.68 | 2009-08-17 | 2021-10-18 | 2014-10-22 | 2022-08-28 | 2021-10-18 | 2022-08-28 | 148.4007 | 58.5876 | 106.1863 | 12930.526 | 206.4067
| CA | McCoy | 0 | 58462 | 250 | 677730.9267 | 230 | 920 | 4 | 92% | 3.68 | 2011-09-29 | 2020-04-09 | 2016-11-30 | 2021-07-31 | 2020-04-09 | 2021-07-31 | 87.5746 | 36.0087 | 72.8702 | 8872.0733 | 122.979
| CA | RE_Tranquillity | 0 | 59939 | 200 | 401653.9919 | 72 | 288 | 4 | 36% | 1.44 | 2014-07-31 | 2020-04-22 | 2016-07-28 | 2022-03-31 | 2020-04-22 | 2022-03-31 | 46.0173 | 12.3914 | 47.6253 | 5798.2828 | 58.0841
| CA | CA_Flats_130 | 0 | 60033 | 130 | 331000.7785 | 60 | 240 | 4 | 46.15% | 1.8462 | 2014-12-09 | 2020-05-29 | 2017-11-28 | 2021-09-01 | 2020-05-29 | 2021-09-01 | 67.9221 | 24.8555 | 94.2487 | 11475.1505 | 92.7142
| CA | Blythe_110 | 0 | 60093 | 110 | 277971.3364 | 63 | 252 | 4 | 57.27% | 2.2909 | 2015-01-16 | 2020-05-13 | 2016-03-07 | 2021-10-01 | 2020-05-13 | 2021-10-01 | #N/A | 18.487 | 56.0194 | 6820.4633 | 18.487
| CA | Blythe_II | 0 | 60092 | 125 | 329144.4743 | 115 | 460 | 4 | 92% | 3.68 | 2015-07-15 | 2020-04-09 | 2016-11-01 | 2021-03-31 | 2020-04-09 | 2021-03-31 | 52.2609 | 37.0721 | 72.8702 | 8872.0733 | 89.213
| CA | RE_Garland | 0 | 60233 | 180 | 463268.2646 | 88 | 352 | 4 | 48.89% | 1.9556 | 2015-07-16 | 2020-04-22 | 2016-11-30 | 2021-09-01 | 2020-04-22 | 2021-09-01 | 48.8929 | 18.0102 | 65.2882 | 7948.697 | 66.7048
| CA | Blythe_III | 0 | 60094 | 125 | 337497.9699 | 115 | 460 | 4 | 92% | 3.68 | 2015-10-15 | 2020-04-09 | 2020-05-20 | 2021-05-31 | 2020-04-09 | 2021-05-31 | 48.0541 | 36.1546 | 72.8702 | 8872.0733 | 84.0983
| CA | Gaskell_West_2 | 0 | 61446 | 29 | 77597.9244 | 20 | 80 | 4 | 68.97% | 2.7586 | 2017-10-27 | 2017-10-27 | 2023-05-05 | 2023-05-05 | #N/A | #N/A | 22.5005 | 17.2596 | 46.113 | 5614.5682 | 39.7601
| CA | BigBeau | 0 | 64993 | 128 | 353793.0193 | 40 | 160 | 4 | 31.25% | 1.25 | 2018-10-25 | 2018-10-25 | 2022-02-28 | 2022-08-31 | #N/A | #N/A | 25.7647 | 7.0528 | 42.9699 | 5231.4961 | 32.8176
| CA | Scarlet_1_PPA1 | 0 | 64908 | 100 | 275940.8949 | 30 | 120 | 4 | 30% | 1.2 | 2019-06-21 | 2019-06-21 | 2024-05-03 | 2024-05-03 | #N/A | #N/A | 19.5554 | 7.112 | 45.04 | 5483.8467 | 26.6674
| CA | Eland | 0 | 61168 | 400 | 1157112 | 300 | 1200 | 4 | 75% | 3 | 2019-07-01 | 2019-07-01 | 2024-11-30 | 2024-11-30 | #N/A | #N/A | 15.9055 | 15.6506 | 41.314 | 5030.416 | 31.5561
| CA | Scarlet_1_PPA2 | 0 | 64908 | 100 | 275940.8949 | 10 | 40 | 4 | 10% | 0.4 | 2019-08-06 | 2019-08-06 | 2024-05-03 | 2024-05-03 | #N/A | #N/A | 19.5554 | 2.3383 | 44.4249 | 5408.9535 | 21.8937
| CA | Camino | 0 | 63508 | 44 | 149521 | 11 | 44 | 4 | 25% | 1 | 2019-11-26 | 2019-11-26 | 2022-05-01 | 2023-12-31 | #N/A | #N/A | 24.9944 | 5.1619 | 48.0287 | 5847.0645 | 30.1563
| CA | Maverick_6 | 0 | 64105 | 100 | 275940.8949 | 50 | 200 | 4 | 50% | 2 | 2019-12-05 | 2019-12-05 | 2021-11-30 | 2022-05-31 | #N/A | #N/A | 24.0668 | 13.5458 | 51.4748 | 6266.9546 | 37.6126
| CA | Blythe_IV | 0 | 60095 | 62.5 | 181986.2811 | 47 | 188 | 4 | 75.2% | 3.008 | 2019-12-20 | 2021-11-19 | 2020-09-11 | 2022-10-01 | 2021-11-19 | 2022-10-01 | 25.952 | 22.7171 | 60.4994 | 7366.2549 | 48.6815
| CA | RE_Slate_SVCE/CCCE | 0 | 63727 | 160.5 | 432655.3339 | 80.25 | 321 | 4 | 50% | 2 | 2020-02-14 | 2020-02-14 | 2021-06-30 | 2021-06-30 | #N/A | #N/A | 24.6149 | 10.5887 | 39.2463 | 4778.0245 | 35.2036
| CA | Rabbitbrush | 0 | 64630 | 100 | 253972.1677 | 20 | 50 | 2.5 | 20% | 0.5 | 2020-04-08 | 2020-04-08 | 2022-10-31 | 2022-10-31 | #N/A | #N/A | 23.5032 | 4.2207 | 58.8915 | 4481.4753 | 27.724
| CA | Daggett_3_MCE | 0 | 64852 | 110 | 330842.7383 | 60 | 240 | 4 | 54.55% | 2.1818 | 2020-09-25 | 2020-09-25 | 2023-06-30 | 2023-06-30 | #N/A | #N/A | 24.0997 | 13.2141 | 50.037 | 6092.4632 | 37.3138
| CA | Arlington_Energy_Center_II | 0 | 64481 | 233 | 687382.6343 | 132 | 528 | 4 | 56.65% | 2.2661 | 2020-10-02 | 2020-10-02 | 2022-03-21 | 2022-08-31 | #N/A | #N/A | 27.1999 | 14.7783 | 52.8596 | 6435.4021 | 41.9782
| CA | Daggett_3_CPA | 0 | 64852 | 123 | 369941.9746 | 61.5 | 246 | 4 | 50% | 2 | 2020-10-02 | 2020-10-02 | 2023-06-30 | 2023-06-30 | #N/A | #N/A | 25.2327 | 13.8632 | 57.267 | 6972.7762 | 39.0959
| CA | RE_Slate_Stanford | 0 | 63727 | 63 | 166514.7215 | 50 | 200 | 4 | 79.37% | 3.1746 | 2020-11-02 | 2020-11-02 | 2021-06-30 | 2021-06-30 | #N/A | #N/A | 18.3211 | 18.1507 | 41.7636 | 5084.5573 | 36.4717
| CA | RE_Slate_PWRPA | 0 | 63727 | 26 | 69570.5529 | 10 | 40 | 4 | 38.46% | 1.5385 | 2020-11-05 | 2020-11-05 | 2021-06-30 | 2021-06-30 | #N/A | #N/A | 23.3411 | 10.0011 | 47.9114 | 5833.1074 | 33.3422
| CA | Resurgence_Solar_I | 0 | 64489 | 90 | 257842.6413 | 75 | 300 | 4 | 83.33% | 3.3333 | 2021-01-21 | 2021-01-21 | 2023-06-09 | 2023-06-09 | #N/A | #N/A | 27.5632 | 20.42 | 48.3457 | 5886.8219 | 47.9832
| CA | Deer_Creek | 0 | 0 | 50 | 188852 | 50 | 200 | 4 | 100% | 4 | 2021-02-23 | 2021-02-23 | 2023-07-01 | 2023-07-01 | #N/A | #N/A | 21.6486 | 18.5176 | 47.8704 | 5828.467 | 40.1662
| CA | Victory_Pass_PPA2 | 0 | 65743 | 100 | 279369.3845 | 25 | 100 | 4 | 25% | 1 | 2021-05-12 | 2021-05-12 | 2024-03-28 | 2024-03-28 | #N/A | #N/A | 22.4743 | 7.2304 | 55.4886 | 6756.2442 | 29.7047
| CA | Jacumba_Valley | 0 | 0 | 90 | 257580.7562 | 70 | 280 | 4 | 77.78% | 3.1111 | 2021-06-01 | 2021-06-01 | 2023-03-31 | 2023-03-31 | #N/A | #N/A | 18.318 | 20.9632 | 52.9994 | 6452.9456 | 39.2812
| CA | Daggett_2_CPA | 0 | 64851 | 117 | 362443.1417 | 52 | 208 | 4 | 44.44% | 1.7778 | 2021-06-04 | 2021-06-04 | 2023-12-08 | 2023-12-08 | #N/A | #N/A | 24.4097 | 12.6841 | 60.7153 | 7392.6388 | 37.0937
| CA | Resurgence_Solar_II | 0 | 66620 | 48 | 137176.1553 | 40 | 160 | 4 | 83.33% | 3.3333 | 2021-06-04 | 2021-06-04 | 2023-09-14 | 2023-09-14 | #N/A | #N/A | 21.4408 | 20.0223 | 47.309 | 5760.4654 | 41.4631
| CA | Arica_PPA1 | 0 | 65744 | 93.5 | 261210.3745 | 71 | 284 | 4 | 75.94% | 3.0374 | 2021-06-04 | 2021-06-04 | 2024-04-22 | 2024-04-22 | #N/A | #N/A | 18.0893 | 26.5809 | 67.1591 | 8177.2349 | 44.6702
| CA | Sacramento_Valley_Energy_Center | 0 | 65808 | 200 | 488121.0651 | 100 | 400 | 4 | 50% | 2 | 2021-06-17 | 2021-06-17 | 2023-12-31 | 2023-12-31 | #N/A | #N/A | 25.3934 | 15.7297 | 53.2698 | 6486.0195 | 41.1231
| CA | Desert_Quartzite | 2025 | 59871 | 300 | 728445.4854 | 150 | 600 | 4 | 50% | 2 | 2021-09-03 | 2021-09-03 | 2024-12-31 | 2024-12-31 | #N/A | #N/A | 38.6927 | 34.3356 | 114.8207 | 13979.9945 | 73.0283
| CA | Daggett_3_EBCE | 0 | 64852 | 50 | 152383.3006 | 12.5 | 50 | 4 | 25% | 1 | 2021-09-29 | 2021-09-29 | 2023-06-30 | 2023-06-30 | #N/A | #N/A | 21.5764 | 5.9437 | 49.7607 | 6058.8254 | 27.5201
| CA | Daggett_2_SCPPA | 0 | 64851 | 65 | 198886.1947 | 33 | 132 | 4 | 50.77% | 2.0308 | 2022-01-05 | 2022-01-05 | 2023-12-12 | 2023-12-12 | #N/A | #N/A | 23.4832 | 13.1376 | 54.5668 | 6643.823 | 36.6208
| CA | Proxima | 0 | 66270 | 70 | 178626.4146 | 32 | 128 | 4 | 45.71% | 1.8286 | 2022-01-21 | 2022-01-21 | 2024-04-25 | 2024-04-25 | #N/A | #N/A | 27.3274 | 17.9134 | 68.9121 | 8390.4381 | 45.2408
| CA | Arica_PPA2 | 0 | 65744 | 100 | 277991.1608 | 50 | 200 | 4 | 50% | 2 | 2022-09-29 | 2022-09-29 | 2024-04-01 | 2024-04-01 | #N/A | #N/A | 21.4473 | 15.7485 | 60.1999 | 7330.2022 | 37.1959
| CA | Victory_Pass_PPA1 | 0 | 65743 | 100 | 279369.3845 | 25 | 100 | 4 | 25% | 1 | 2022-10-28 | 2022-10-28 | 2024-03-28 | 2024-03-28 | #N/A | #N/A | 22.521 | 7.2421 | 55.6037 | 6770.2837 | 29.7631
| CA | BCE_Los_Alamitos | 2025 | 66533 | 20 | 49779.8987 | 10 | 40 | 4 | 50% | 2 | 2022-12-23 | 2022-12-23 | 2023-08-31 | 2023-08-31 | #N/A | #N/A | 62.0874 | 33.7814 | 115.2332 | 14031.7615 | 95.8689
| CA | Chestnut | 2025 | 63849 | 150.6 | 370223.1025 | 135 | 540 | 4 | 89.64% | 3.5857 | 2025-01-25 | 2025-01-25 | 2023-12-31 | 2023-12-31 | #N/A | #N/A | 45.0266 | 57.8996 | 109.2032 | 13293.5676 | 102.9262
| CO | Neptune | 0 | 63731 | 325 | 766944.7812 | 125 | 500 | 4 | 38.46% | 1.5385 | 2019-02-05 | 2019-02-05 | 2023-06-16 | 2023-06-16 | #N/A | #N/A | #N/A | #N/A | #N/A | #N/A | 25.9679
| CO | Thunder_Wolf | 0 | 63776 | 248 | 581407.6903 | 100 | 400 | 4 | 40.32% | 1.6129 | 2019-02-05 | 2019-02-05 | 2023-06-02 | 2023-06-02 | #N/A | #N/A | #N/A | #N/A | #N/A | #N/A | 25.6611
| CO | CO_Buffalo_Flats | 0 | 63722 | 22 | 54160 | 1 | 2 | 2 | 4.545% | 0.090909 | 2019-02-14 | 2019-02-14 | 2020-12-01 | 2020-12-01 | #N/A | #N/A | #N/A | #N/A | #N/A | #N/A | 29.0449
| FL | FL_Solar_6 | 0 | 0 | 50 | 124000 | 12 | 24 | 2 | 24% | 0.48 | 2020-05-01 | 2020-05-01 | 2022-12-31 | 2022-12-31 | #N/A | #N/A | #N/A | #N/A | #N/A | #N/A | 28.8864
| GA | Cool_Springs | 0 | 63721 | 213 | 560147.4 | 40 | 80 | 2 | 18.78% | 0.37559 | 2019-10-01 | 2019-10-01 | 2021-12-07 | 2021-12-07 | #N/A | #N/A | #N/A | #N/A | #N/A | #N/A | 26.9016
| GA | Hickory_Park | 0 | 63522 | 195.5 | 514125.9 | 40 | 80 | 2 | 20.46% | 0.40921 | 2019-10-01 | 2019-10-01 | 2022-06-30 | 2022-06-30 | #N/A | #N/A | #N/A | #N/A | #N/A | #N/A | 26.1181
| HI | SC_KIUC | 0 | 60546 | 13 | 22221.81 | 13 | 52 | 4 | 100% | 4 | 2015-09-09 | 2015-09-09 | 2017-03-31 | 2017-03-31 | #N/A | #N/A | #N/A | #N/A | #N/A | #N/A | 137.7027
| HI | AES_Lawai | 0 | 61068 | 20 | 51226 | 20 | 100 | 5 | 100% | 5 | 2016-12-30 | 2016-12-30 | 2018-10-01 | 2018-10-01 | #N/A | #N/A | #N/A | #N/A | #N/A | #N/A | 100.1928
| HI | AES_Kekaha | 0 | 63280 | 14 | 36161 | 14 | 70 | 5 | 100% | 5 | 2017-09-29 | 2017-09-29 | 2019-09-01 | 2019-09-01 | #N/A | #N/A | #N/A | #N/A | #N/A | #N/A | 95.5798
| HI | Hoohana Solar 1 | 0 | 63723 | 52 | 114481 | 52 | 208 | 4 | 100% | 4 | 2018-12-27 | 2018-12-27 | 2021-12-31 | 2023-08-31 | #N/A | #N/A | #N/A | #N/A | #N/A | #N/A | 86.1959
| HI | Hale Kuawehi | 0 | 62529 | 30 | 87415 | 30 | 120 | 4 | 100% | 4 | 2018-12-27 | 2018-12-27 | 2022-06-30 | 2023-10-31 | #N/A | #N/A | #N/A | #N/A | #N/A | #N/A | 73.019
| HI | Paeahu | 0 | 62534 | 15 | 41234 | 15 | 60 | 4 | 100% | 4 | 2018-12-27 | 2018-12-27 | 2022-06-30 | 2023-09-30 | #N/A | #N/A | #N/A | #N/A | #N/A | #N/A | 97.6203
| HI | Waikoloa Solar | 0 | 63900 | 30 | 81406 | 30 | 120 | 4 | 100% | 4 | 2018-12-28 | 2018-12-28 | 2023-04-30 | 2022-11-30 | #N/A | #N/A | #N/A | #N/A | #N/A | #N/A | 66.382
| HI | Kuihelani Solar | 0 | 64256 | 60 | 163939 | 60 | 240 | 4 | 100% | 4 | 2018-12-28 | 2018-12-28 | 2021-07-20 | 2022-12-31 | #N/A | #N/A | #N/A | #N/A | #N/A | #N/A | 64.9938
| HI | Mililani I Solar | 0 | 57242 | 39 | 93121 | 39 | 156 | 4 | 100% | 4 | 2018-12-29 | 2018-12-29 | 2022-07-31 | 2022-07-31 | #N/A | #N/A | #N/A | #N/A | #N/A | #N/A | 76.8676
| HI | Waiawa Solar | 0 | 65058 | 36 | 87927 | 36 | 144 | 4 | 100% | 4 | 2018-12-29 | 2018-12-29 | 2023-01-31 | 2022-10-31 | #N/A | #N/A | #N/A | #N/A | #N/A | #N/A | 83.6392
| HI | West Oahu | 0 | 64656 | 12.5 | 27571 | 12.5 | 50 | 4 | 100% | 4 | 2019-02-28 | 2019-02-28 | 2024-03-31 | 2024-03-31 | #N/A | #N/A | #N/A | #N/A | #N/A | #N/A | 88.0049
| HI | Kahana | 0 | 64095 | 20 | 74621 | 20 | 80 | 4 | 100% | 4 | 2020-09-01 | 2020-09-01 | 2023-12-01 | 2023-12-01 | #N/A | #N/A | #N/A | #N/A | #N/A | #N/A | 71.2927
| HI | Pulehu | 0 | 0 | 40 | 109315 | 40 | 160 | 4 | 100% | 4 | 2020-09-01 | 2020-09-01 | 2023-12-01 | 2023-12-01 | #N/A | #N/A | #N/A | #N/A | #N/A | #N/A | 73.3041
| HI | Kupehau | 0 | 63799 | 60 | 111706 | 60 | 240 | 4 | 100% | 4 | 2020-09-01 | 2020-09-01 | 2022-06-01 | 2022-09-30 | #N/A | #N/A | #N/A | #N/A | #N/A | #N/A | 108.6002
| HI | Barbers Point | 0 | 64094 | 15 | 37014 | 15 | 60 | 4 | 100% | 4 | 2020-09-01 | 2020-09-01 | 2023-12-01 | 2023-12-01 | #N/A | #N/A | #N/A | #N/A | #N/A | #N/A | 89.1168
| HI | Mahi | 0 | 0 | 120 | 271525 | 120 | 480 | 4 | 100% | 4 | 2020-09-01 | 2020-09-01 | 2023-12-01 | 2023-12-01 | #N/A | #N/A | #N/A | #N/A | #N/A | #N/A | 77.3219
| HI | Mountain View | 0 | 66002 | 7 | 29579 | 7 | 35 | 5 | 100% | 5 | 2020-09-01 | 2020-09-01 | 2023-12-01 | 2023-12-01 | #N/A | #N/A | #N/A | #N/A | #N/A | #N/A | 103.8786
| HI | Waiawa Phase 2 | 0 | 66066 | 30 | 107595 | 30 | 240 | 8 | 100% | 8 | 2020-09-01 | 2020-09-01 | 2023-12-01 | 2023-12-01 | #N/A | #N/A | #N/A | #N/A | #N/A | #N/A | 103.3739
| HI | Puako | 0 | 0 | 60 | 169366 | 60 | 240 | 4 | 100% | 4 | 2020-10-20 | 2020-10-20 | 2023-09-30 | 2023-09-30 | #N/A | #N/A | #N/A | #N/A | #N/A | #N/A | 73.0499
| HI | Kupono | 0 | 0 | 42 | 93287 | 42 | 168 | 4 | 100% | 4 | 2020-12-01 | 2020-12-01 | 2024-04-09 | 2024-04-09 | #N/A | #N/A | #N/A | #N/A | #N/A | #N/A | 103.0432
| HI | Kamaole | 0 | 0 | 40 | 141292 | 40 | 160 | 4 | 100% | 4 | 2020-12-23 | 2020-12-23 | 2022-12-31 | 2022-12-31 | #N/A | #N/A | #N/A | #N/A | #N/A | #N/A | 66.3904
| HI | West_Kaua'i | 0 | 0 | 35 | 115700 | 35 | 70 | 2 | 100% | 2 | 2020-12-30 | 2020-12-30 | 2023-12-31 | 2023-12-31 | #N/A | #N/A | #N/A | #N/A | #N/A | #N/A | 64.5372
| HI | Kaawanui | 2025 | 0 | 43 | 103871.758 | 43 | 172 | 4 | 100% | 4 | 2024-12-27 | 2024-12-27 | 2028-12-01 | 2028-12-01 | #N/A | #N/A | #N/A | #N/A | #N/A | #N/A | 96.4533
| HI | Mana | 2025 | 0 | 35 | 88778.6119 | 35 | 140 | 4 | 100% | 4 | 2024-12-27 | 2024-12-27 | 2029-07-01 | 2029-07-01 | #N/A | #N/A | #N/A | #N/A | #N/A | #N/A | 91.8259
| NM | Route_66 | 0 | 64076 | 49.5 | 134898.9514 | 49.5 | 198 | 4 | 100% | 4 | 2018-01-05 | 2023-09-27 | 2022-05-31 | 2026-02-01 | 2023-09-27 | 2026-02-01 | 23.7017 | 39.0389 | 73.539 | 8953.0263 | 62.9487
| NM | Jicarilla_1 | 0 | 66163 | 50 | 129408.8036 | 20 | 80 | 4 | 40% | 1.6 | 2019-06-24 | 2019-06-24 | 2023-07-01 | 2023-09-06 | #N/A | #N/A | 16.4183 | 15.266 | 68.141 | 8296.5025 | 31.6843
| NM | Arroyo | 0 | 63172 | 300 | 820000 | 150 | 600 | 4 | 50% | 2 | 2019-06-27 | 2019-06-27 | 2023-06-22 | 2023-06-22 | #N/A | #N/A | 15.8647 | 13.93 | 52.1217 | 6345.8945 | 29.7947
| NM | Buena_Vista | 0 | 66408 | 100 | 333569.5193 | 50 | 200 | 4 | 50% | 2 | 2019-10-17 | 2019-10-17 | 2022-07-31 | 2022-07-31 | #N/A | #N/A | 17.8553 | 8.3049 | 38.1481 | 4644.5823 | 26.1602
| NM | Rockmont | 0 | 64216 | 100 | 289214 | 30 | 120 | 4 | 30% | 1.2 | 2020-09-23 | 2020-09-23 | 2022-06-10 | 2023-06-30 | #N/A | #N/A | 23.2708 | 8.3669 | 55.2087 | 6721.736 | 31.6377
| NM | San_Juan_Solar_1 | 0 | 66574 | 200 | 568244 | 100 | 400 | 4 | 50% | 2 | 2020-09-25 | 2020-09-25 | 2022-06-10 | 2023-06-30 | #N/A | #N/A | 22.3859 | 13.8354 | 53.811 | 6551.5655 | 36.2213
| NM | Sky_Ranch | 0 | 0 | 190 | 531319.6249 | 50 | 200 | 4 | 26.32% | 1.0526 | 2021-02-01 | 2021-02-01 | 2023-12-31 | 2023-12-31 | #N/A | #N/A | 17.1857 | 6.1682 | 45.135 | 5495.4118 | 23.3538
| NM | Sky_Ranch_II | 0 | 66814 | 190 | 528620.9721 | 100 | 400 | 4 | 52.63% | 2.1053 | 2021-02-01 | 2023-09-27 | 2024-03-31 | 2026-02-01 | 2023-09-27 | 2026-02-01 | 16.7447 | 22.917 | 83.5256 | 10168.5722 | 39.7859
| NM | Jicarilla_Solar_Energy_Center_I | 0 | 0 | 150 | 368076.4192 | 40 | 160 | 4 | 26.67% | 1.0667 | 2021-04-01 | 2021-04-01 | 2023-06-01 | 2023-06-01 | #N/A | #N/A | 12.398 | 8.24 | 52.3156 | 6369.6818 | 20.6379
| NM | Atrisco | 0 | 0 | 300 | 839558.9228 | 150 | 600 | 4 | 50% | 2 | 2021-04-01 | 2021-04-01 | 2023-06-01 | 2023-06-01 | #N/A | #N/A | 15.9284 | 11.8293 | 45.6821 | 5562.0228 | 27.7576
| NM | Carne | 0 | 0 | 130 | 379882.085 | 65 | 260 | 4 | 50% | 2 | 2022-05-13 | 2022-05-13 | 2025-05-01 | 2025-05-01 | #N/A | #N/A | 24.288 | 18.1693 | 73.1753 | 8909.3885 | 42.4573
| NM | TAG | 0 | 0 | 140 | 382511.9741 | 50 | 200 | 4 | 35.71% | 1.4286 | 2023-07-21 | 2023-07-21 | 2025-03-31 | 2025-03-31 | #N/A | #N/A | 26.7161 | 14.0693 | 74.2741 | 9042.3623 | 40.7854
| NM | Quail_Ranch | 0 | 0 | 100 | 263275.0744 | 100 | 400 | 4 | 100% | 4 | 2023-10-24 | 2023-10-24 | 2025-11-02 | 2025-11-02 | #N/A | #N/A | 23.9901 | 39.5547 | 71.9167 | 8755.6538 | 63.5447
| NM | Star_Light | 2025 | 0 | 100 | 275675.712 | 100 | 400 | 4 | 100% | 4 | 2025-06-13 | 2025-06-13 | 2026-12-01 | 2026-12-01 | #N/A | #N/A | 28.2141 | 45.4989 | 86.5591 | 10538.7484 | 73.713
| NM | Windy_Lane | 2025 | 0 | 90 | 195548.5154 | 68 | 272 | 4 | 75.56% | 3.0222 | 2025-06-13 | 2025-06-13 | 2026-12-01 | 2026-12-01 | #N/A | #N/A | 29.512 | 44.9488 | 89.2025 | 10860.5838 | 74.4608
| NM | Four_Mile_Mesa | 2025 | 0 | 100 | 275675.712 | 100 | 400 | 4 | 100% | 4 | 2025-06-13 | 2025-06-13 | 2027-12-31 | 2027-12-31 | #N/A | #N/A | 31.2975 | 50.0441 | 95.2061 | 11591.5322 | 81.3416
| NV | Battle Mountain | 0 | 61098 | 101 | 291371.771 | 25 | 100 | 4 | 24.75% | 0.9901 | 2018-05-30 | 2018-05-30 | 2021-06-01 | 2021-06-01 | #N/A | #N/A | 25.3851 | 7.6388 | 61.0242 | 7428.724 | 33.0239
| NV | Dodge_Flat | 0 | 63913 | 200 | 554635.3097 | 50 | 200 | 4 | 25% | 1 | 2018-05-30 | 2018-05-30 | 2022-03-02 | 2022-03-02 | #N/A | #N/A | 24.193 | 6.801 | 51.7265 | 6297.8704 | 30.994
| NV | Fish_Springs_Ranch | 0 | 64148 | 100 | 261362.0644 | 25 | 100 | 4 | 25% | 1 | 2018-05-30 | 2018-05-30 | 2022-03-15 | 2022-03-15 | #N/A | #N/A | 27.3414 | 7.3225 | 52.4885 | 6390.6377 | 34.664
| NV | Arrow_Canyon | 0 | 62248 | 200 | 688529.3 | 75 | 375 | 5 | 37.5% | 1.875 | 2019-03-27 | 2019-03-27 | 2023-12-01 | 2023-12-01 | #N/A | #N/A | #N/A | #N/A | #N/A | #N/A | 25.9628
| NV | Southern_Bighorn | 0 | 63113 | 300 | 1034830 | 135 | 540 | 4 | 45% | 1.8 | 2019-06-24 | 2019-06-24 | 2025-05-31 | 2026-05-31 | #N/A | #N/A | #N/A | #N/A | #N/A | #N/A | 26.2519
| NV | Gemini | 0 | 63352 | 690 | 2097970.2961 | 380 | 1416 | 3.7263 | 55.07% | 2.0522 | 2019-06-24 | 2019-06-24 | 2023-12-01 | 2023-12-01 | #N/A | #N/A | #N/A | #N/A | #N/A | #N/A | 29.8065
| NV | Chuckwalla | 0 | 64558 | 200 | 606352.9177 | 180 | 720 | 4 | 90% | 3.6 | 2020-03-25 | 2020-03-25 | 2025-12-31 | 2025-12-31 | #N/A | #N/A | 19.0935 | 19.5011 | 46.1374 | 5617.6729 | 38.5947
| NV | Boulder_3 | 0 | 65141 | 127.86 | 390473.1 | 58 | 232 | 4 | 45.36% | 1.8145 | 2020-04-08 | 2020-04-08 | 2023-12-01 | 2023-12-01 | #N/A | #N/A | 20.147 | 10.8773 | 50.1207 | 6102.4452 | 31.0244
| NV | Hot_Pot | 0 | 65419 | 350 | 984191.2059 | 280 | 1120 | 4 | 80% | 3.2 | 2021-06-01 | 2021-06-01 | 2024-12-01 | 2024-12-01 | #N/A | #N/A | 19.487 | 17.9317 | 43.5557 | 5302.5965 | 37.4188
| NV | Iron_Point | 0 | 65377 | 250 | 697165.7069 | 200 | 800 | 4 | 80% | 3.2 | 2021-06-01 | 2021-06-01 | 2023-12-01 | 2023-12-01 | #N/A | #N/A | 20.6158 | 18.4858 | 44.5214 | 5420.957 | 39.1016
| NV | Yellow_Pine_II_PPA2 | 0 | 67091 | 60 | 176000.3412 | 53 | 212 | 4 | 88.33% | 3.5333 | 2022-04-18 | 2022-04-18 | 2024-06-03 | 2024-06-03 | #N/A | #N/A | 32.7871 | 31.0445 | 71.0552 | 8650.5515 | 63.8316
| NV | Yellow_Pine | 0 | 66357 | 125 | 385804.8203 | 65 | 260 | 4 | 52% | 2.08 | 2022-10-20 | 2022-10-20 | 2023-08-01 | 2023-08-01 | #N/A | #N/A | 20.0067 | 13.5185 | 55.338 | 6739.457 | 33.5253
| NV | Yellow_Pine_II_PPA1 | 0 | 67091 | 65 | 195710.6776 | 32 | 128 | 4 | 49.23% | 1.9692 | 2023-01-24 | 2023-01-24 | 2024-08-26 | 2024-08-26 | #N/A | #N/A | 36.4325 | 19.7586 | 83.3895 | 10152.1067 | 56.1911
| NV | Dry_Lake_East | 0 | 0 | 200 | 550582.5845 | 200 | 800 | 4 | 100% | 4 | 2024-01-31 | 2024-01-31 | 2026-12-01 | 2026-12-01 | #N/A | #N/A | 28.9299 | 45.7038 | 86.8278 | 10571.4538 | 74.6337
| NV | Bonanza | 0 | 66908 | 125 | 344926.1186 | 65 | 260 | 4 | 52% | 2.08 | 2024-02-15 | 2024-02-15 | 2028-12-31 | 2028-12-31 | #N/A | #N/A | 35.9105 | 28.3983 | 104.0053 | 12661.927 | 64.3088
| NV | Boulder_Solar_III | 0 | 0 | 127.85 | 444228.4963 | 127.85 | 511.4 | 4 | 100% | 4 | 2024-05-03 | 2024-05-03 | 2027-06-01 | 2027-06-01 | #N/A | #N/A | 25.5936 | 34.585 | 83.9522 | 10221.76 | 60.1786
| NV | Libra | 0 | 0 | 700 | 1835627.6653 | 700 | 2800 | 4 | 100% | 4 | 2024-05-03 | 2024-05-03 | 2027-12-01 | 2027-12-01 | #N/A | #N/A | 25.8673 | 39.5711 | 72.4943 | 8826.6815 | 65.4384
| NY | Moraine | 0 | 0 | 94 | 193359.3107 | 5 | 20 | 4 | 5.319% | 0.21277 | 2021-01-15 | 2021-01-15 | 2023-06-01 | 2023-06-01 | #N/A | #N/A | #N/A | #N/A | #N/A | #N/A | 48.9841
| NY | Tracy | 0 | 65051 | 119 | 248267.3679 | 5 | 20 | 4 | 4.202% | 0.16807 | 2021-01-15 | 2021-01-15 | 2023-06-01 | 2023-06-01 | #N/A | #N/A | #N/A | #N/A | #N/A | #N/A | 50.5328
| OR | Wheatridge | 0 | 62745 | 50 | 117259.4749 | 30 | 120 | 4 | 60% | 2.4 | 2019-02-11 | 2019-02-11 | 2022-03-22 | 2022-03-22 | #N/A | #N/A | 34.6413 | 15.4867 | 41.6803 | 5074.4924 | 50.128

## 03. Hybrids in Queues
RETURN TO CONTENTS
q_id | q_status | q_date | prop_date | on_date | wd_date | ia_date | IA_status_raw | IA_status_clean | county | state | county_state_pairs | fips_codes | poi_name | region | project_name | utility | entity | developer | cluster | service | project_type | type1 | type2 | type3 | mw1 | mw2 | mw3 | type_clean | q_year | prop_year
Q225 | active | 2014-09-25 | 2021-12-22 |  |  |  | Project with APS Project Manager | In Progress (unknown study) | Maricopa | AZ | Maricopa, AZ | 4013 | Hoodoo Wash 500kV Substation | West |  | Arizona Public Service | APS |  |  | ERIS | Generation | type1: Solar; type2: Battery; mw1: 200 | Solar+Battery | 2014 | 2021
Q227 | active | 2015-08-17 | 2021-12-22 |  |  |  | Project with APS Project Manager | In Progress (unknown study) | Yuma | AZ | Yuma, AZ | 4027 | Hoodoo Wash 500kV | West |  | Arizona Public Service | APS |  |  | NRIS | Generation | type1: Solar; type2: Battery; mw1: 500 | Solar+Battery | 2015 | 2021
Q236/272 | active | 2016-03-30 | 2021-03-23 |  |  |  | Project with APS Project Manager (Legacy) | In Progress (unknown study) | Yuma | AZ | Yuma, AZ | 4027 | Desert Sands 69kV Switchyard | West |  | Arizona Public Service | APS |  |  | NRIS | Generation | type1: Solar; type2: Battery; mw1: 70 | Solar+Battery | 2016 | 2021
Q239 | active | 2016-03-30 | 2021-03-23 |  |  |  | Project with APS Project Manager (Legacy) | In Progress (unknown study) | Pinal | AZ | Pinal, AZ | 4021 | Saguaro Substation 230kV | West |  | Arizona Public Service | APS |  |  | NRIS | Generation | type1: Solar; type2: Battery; mw1: 213.75 | Solar+Battery | 2016 | 2021
Q248 | active | 2016-09-30 | 2021-05-22 |  |  |  | Project with APS Project Manager | In Progress (unknown study) | Maricopa | AZ | Maricopa, AZ | 4013 | Delaney 500kV Substation | West |  | Arizona Public Service | APS |  |  | NRIS | Generation | type1: Solar; type2: Battery; mw1: 300 | Solar+Battery | 2016 | 2021
Q252 | active | 2017-03-29 | 2021-12-31 |  |  |  | Project with APS Project Manager | In Progress (unknown study) | Yuma | AZ | Yuma, AZ | 4027 | Hoodoo Wash 500kV Substation | West |  | Arizona Public Service | APS |  |  | NRIS | Generation | type1: Solar; type2: Battery; mw1: 250 | Solar+Battery | 2017 | 2021
Q255 | active | 2017-05-16 | 2021-12-24 |  |  |  | LGIA / SGIA Executed ¦ Assign Project Manager | IA Executed | Coconino | AZ | Coconino, AZ | 4005 | Navajo 500kV Substation | West |  | Arizona Public Service | APS |  |  | ERIS | Generation | type1: Solar; type2: Battery; mw1: 2000 | Solar+Battery | 2017 | 2021
Q256 | active | 2017-05-24 | 2023-01-30 |  |  |  | Project with APS Project Manager | In Progress (unknown study) | Pinal | AZ | Pinal, AZ | 4021 | Milligan 69kV Substation | West |  | Arizona Public Service | APS |  |  | NRIS | Generation | type1: Solar; type2: Battery; mw1: 100 | Solar+Battery | 2017 | 2023
Q259 | active | 2017-09-27 | 2021-12-31 |  |  |  | Cost Table and Milestone Refresh | In Progress (unknown study) | San Juan | NM | San Juan, NM | 35045 | Four Corners 345kV SY | West |  | Arizona Public Service | APS |  |  | NRIS/ERIS | Generation | type1: Solar; type2: Battery; mw1: 400 | Solar+Battery | 2017 | 2021
Q264 | active | 2017-09-29 | 2021-12-22 |  |  |  | In Design | IA Executed | Pinal | AZ | Pinal, AZ | 4021 | Milligan Substation 230kV | West |  | Arizona Public Service | APS |  |  | NRIS | Generation | type1: Solar; type2: Battery; mw1: 130 | Solar+Battery | 2017 | 2021
Q270 | active | 2018-03-29 | 2021-12-23 |  |  |  | In Design | IA Executed | Navajo | AZ | Navajo, AZ | 4017 | Cholla 500 kV Substation | West |  | Arizona Public Service | APS |  |  | NRIS | Generation | type1: Solar; type2: Battery; mw1: 200 | Solar+Battery | 2018 | 2021
Q275 | active | 2018-03-30 | 2020-12-31 |  |  |  | In Design | IA Executed | Navajo | AZ | Navajo, AZ | 4017 | Cholla 500kV Substation | West |  | Arizona Public Service | APS |  |  | NRIS | Generation | type1: Solar; type2: Battery; mw1: 1000 | Solar+Battery | 2018 | 2020
Q295 | active | 2019-03-27 | 2022-12-01 |  |  |  | In Design | IA Executed | Pinal | AZ | Pinal, AZ | 4021 | Milligan 230kV Substation | West |  | Arizona Public Service | APS |  |  | NRIS | Generation | type1: Solar; type2: Battery; mw1: 250 | Solar+Battery | 2019 | 2022
Q310 | active | 2019-08-28 | 2023-05-31 |  |  |  | Draft LGIA | IA Executed | Yuma | AZ | Yuma, AZ | 4027 | Hoodoo Wash 500kV | West |  | Arizona Public Service | APS |  |  | NRIS/ERIS | Generation | type1: Solar; type2: Battery; mw1: 450 | Solar+Battery | 2019 | 2023
Q311 | active | 2019-09-26 | 2021-12-31 |  |  |  | Project with APS Project Manager | In Progress (unknown study) | Navajo | AZ | Navajo, AZ | 4017 | Sitgreaves substation | West |  | Arizona Public Service | APS |  |  | NRIS | Generation | type1: Wind; type2: Battery; mw1: 500 | Wind+Battery | 2019 | 2021
Q313 | active | 2019-09-27 | 2022-12-31 |  |  |  | LGIA / SGIA Executed ¦ Assign Project Manager | IA Executed | Yavapai | AZ | Yavapai, AZ | 4025 | Lonesome Valley 69kV | West |  | Arizona Public Service | APS |  |  | NRIS | Generation | type1: Solar; type2: Battery; mw1: 95 | Solar+Battery | 2019 | 2022
Q317 | active | 2019-09-30 | 2023-06-30 |  |  |  | Transitional Cluster: Cluster Study (Phase 2) | Cluster Study | Coconino | AZ | Coconino, AZ | 4005 | Moenkopi 500kV Substation | West |  | Arizona Public Service | APS |  |  | ERIS | Generation | type1: Solar; type2: Battery; mw1: 750 | Solar+Battery | 2019 | 2023
Q332 | active | 2020-03-24 | 2024-01-12 |  |  |  | Project with APS Project Manager | In Progress (unknown study) | Maricopa | AZ | Maricopa, AZ | 4013 | Hoodoo Wash 500kV Switchyard (Q225 POI) | West |  | Arizona Public Service | APS |  |  | NRIS | Generation | type1: Solar; type2: Battery; mw1: 350 | Solar+Battery | 2020 | 2024
Q333 | active | 2020-03-26 | 2024-09-01 |  |  |  | Transitional Cluster: Cluster Study (Phase 1) | Cluster Study | Navajo | AZ | Navajo, AZ | 4017 | Cholla 230kV | West |  | Arizona Public Service | APS |  |  | ERIS | Generation | type1: Solar; type2: Battery; mw1: 230 | Solar+Battery | 2020 | 2024
Q334 | active | 2020-03-26 | 2023-11-30 |  |  |  | Project with APS Project Manager | In Progress (unknown study) | Maricopa | AZ | Maricopa, AZ | 4013 | Sun Valley 230kV | West |  | Arizona Public Service | APS |  |  | NRIS | Generation | type1: Solar; type2: Battery; mw1: 500 | Solar+Battery | 2020 | 2023
Q337 | active | 2020-03-27 | 2027-10-31 |  |  |  | Transitional Cluster: Cluster Study (Phase 2) | Cluster Study | Yavapai | AZ | Yavapai, AZ | 4025 | Dugas 500kV Substation | West |  | Arizona Public Service | APS |  |  | NRIS | Generation | type1: Solar; type2: Battery; mw1: 450 | Solar+Battery | 2020 | 2027
Q343 | active | 2020-03-31 | 2023-01-01 |  |  |  | Draft LGIA | IA Executed | Maricopa | AZ | Maricopa, AZ | 4013 | Desert Basin Santa Rosa 230kv Line | West |  | Arizona Public Service | APS |  |  | ERIS | Generation | type1: Solar; type2: Battery; mw1: 410 | Solar+Battery | 2020 | 2023
Q348 | active | 2020-09-22 | 2024-12-01 |  |  |  | Transitional Cluster: Cluster Study (Phase 2) | Cluster Study | Coconino | AZ | Coconino, AZ | 4005 | Moenkopi El Dorado 500kV Line | West |  | Arizona Public Service | APS |  |  | NRIS/ERIS | Generation | Solar | Wind | Battery | 300 |  |  | Solar+Wind+Battery | 2020 | 2024
Q350 | active | 2020-09-28 | 2022-08-01 |  |  |  | In Construction | Construction | Yuma | AZ | Yuma, AZ | 4027 | Orchard 230kV | West |  | Arizona Public Service | APS |  |  | NRIS/ERIS | Generation | type1: Solar; type2: Battery; mw1: 300 | Solar+Battery | 2020 | 2022
Q352 | active | 2020-09-28 | 2023-11-30 |  |  |  | Transitional Cluster: Cluster Study (Phase 1) | Cluster Study | Navajo | AZ | Navajo, AZ | 4017 | Cholla 345kV | West |  | Arizona Public Service | APS |  |  | NRIS/ERIS | Generation | type1: Solar; type2: Battery; mw1: 345 | Solar+Battery | 2020 | 2023
Q354 | active | 2020-09-29 | 2023-12-01 |  |  |  | Project with APS Project Manager | In Progress (unknown study) | Maricopa | AZ | Maricopa, AZ | 4013 | Sun Valley 230kV | West |  | Arizona Public Service | APS |  |  | NRIS/ERIS | Generation | type1: Solar; type2: Battery; mw1: 250 | Solar+Battery | 2020 | 2023
Q359 | active | 2020-09-30 | 2023-12-01 |  |  |  | Transitional Cluster: Cluster Study (Phase 1) | Cluster Study | Pinal | AZ | Pinal, AZ | 4021 | Milligan 230kV substation | West |  | Arizona Public Service | APS |  |  | NRIS/ERIS | Generation | type1: Solar; type2: Battery; mw1: 315 | Solar+Battery | 2020 | 2023
Q360 | active | 2020-09-30 | 2023-12-01 |  |  |  | In Design | IA Executed | Maricopa | AZ | Maricopa, AZ | 4013 | Delaney 500kV | West |  | Arizona Public Service | APS |  |  | NRIS/ERIS | Generation | type1: Solar; type2: Battery; mw1: 550 | Solar+Battery | 2020 | 2023
Q362 | active | 2020-09-30 | 2023-10-01 |  |  |  | Perform System Impact Study | System Impact Study | Pinal | NC | Pinal, NC | 4021 | Milligan - Casa Grande 230kV | West |  | Arizona Public Service | APS |  |  | NRIS/ERIS | Generation | type1: Solar; type2: Battery; mw1: 275 | Solar+Battery | 2020 | 2023
Q368 | active | 2021-03-18 | 2026-12-31 |  |  |  | Transitional Cluster: Cluster Study (Phase 1- Results Meeting) | Cluster Study | Yuma | AZ | Yuma, AZ | 4027 | HANGII 500kV | West |  | Arizona Public Service | APS |  |  | NRIS | Generation | type1: Solar; type2: Battery; mw1: 500 | Solar+Battery | 2021 | 2026
Q373 | active | 2021-03-30 | 2024-12-31 |  |  |  | Draft LGIA | IA Executed | Coconino | AZ | Coconino, AZ | 4005 | New substation off the Twin Arrows - Winslow 69kV line | West |  | Arizona Public Service | APS |  |  | NRIS | Generation | type1: Solar; type2: Battery; mw1: 60 | Solar+Battery | 2021 | 2024
Q376 | active | 2021-03-31 | 2024-06-01 |  |  |  | LGIA / SGIA Executed ¦ Assign Project Manager | IA Executed | Maricopa | AZ | Maricopa, AZ | 4013 | Redhawk 500kV Substation | West |  | Arizona Public Service | APS |  |  | NRIS | Generation | type1: Solar; type2: Battery; mw1: 400 | Solar+Battery | 2021 | 2024
Q387 | active | 2021-03-31 | 2025-01-12 |  |  |  | Transitional Cluster: Cluster Study (Phase 1) | Cluster Study | Navajo | AZ | Navajo, AZ | 4017 | Cholla 500kV | West |  | Arizona Public Service | APS |  |  | NRIS | Generation | type1: Solar; type2: Battery; mw1: 500 | Solar+Battery | 2021 | 2025
Q388 | active | 2021-03-31 | 2025-01-12 |  |  |  | Transitional Cluster: Cluster Study (Phase 1) | Cluster Study | Pinal | AZ | Pinal, AZ | 4021 | Tat Momoli-Saguaro 230kV Line | West |  | Arizona Public Service | APS |  |  | NRIS | Generation | type1: Solar; type2: Battery; mw1: 323 | Solar+Battery | 2021 | 2025
Q389 | active | 2021-03-31 | 2023-11-01 |  |  |  | Project with APS Project Manager (Legacy) | In Progress (unknown study) | Maricopa | AZ | Maricopa, AZ | 4013 | Delaney 500 kV | West |  | Arizona Public Service | APS |  |  | NRIS | Generation | type1: Solar; type2: Battery; mw1: 300 | Solar+Battery | 2021 | 2023
Q392 | active | 2021-03-31 | 2024-09-30 |  |  |  | Transitional Cluster: Cluster Study (Phase 1) | Cluster Study | Pinal | AZ | Pinal, AZ | 4021 | Tat Momoli-Saguaro 230kV Line | West |  | Arizona Public Service | APS |  |  | NRIS | Generation | type1: Solar; type2: Battery; mw1: 270 | Solar+Battery | 2021 | 2024
Q393 | active | 2021-03-31 | 2024-12-31 |  |  |  | Transitional Cluster: Cluster Study (Phase 2) | Cluster Study | Coconino | AZ | Coconino, AZ | 4005 | Cedar Mountain-Moenkopi 500 kV line | West |  | Arizona Public Service | APS |  |  | NRIS | Generation | type1: Solar; type2: Battery; mw1: 500 | Solar+Battery | 2021 | 2024
Q401 | active | 2021-09-27 | 2026-12-31 |  |  |  | Transitional Cluster: Cluster Study (Phase 2) | Cluster Study | Coconino | AZ | Coconino, AZ | 4005 | Moenkopi - El Dorado 500 kV line | West |  | Arizona Public Service | APS |  |  | NRIS | Generation | type1: Solar; type2: Battery; mw1: 700 | Solar+Battery | 2021 | 2026
Q402 | active | 2021-09-28 | 2025-01-08 |  |  |  | Transitional Cluster: Cluster Study (Phase 1) | Cluster Study | Navajo | AZ | Navajo, AZ | 4017 | Cholla 500kV | West |  | Arizona Public Service | APS |  |  | ERIS | Generation | type1: Solar; type2: Battery; mw1: 750 | Solar+Battery | 2021 | 2025
Q424 | active | 2021-09-29 | 2025-12-31 |  |  |  | Transitional Cluster: Cluster Study (Phase 1) | Cluster Study | Navajo | AZ | Navajo, AZ | 4017 | Cholla 500kV | West |  | Arizona Public Service | APS |  |  | NRIS | Generation | type1: Solar; type2: Battery; mw1: 200 | Solar+Battery | 2021 | 2025
Q425 | active | 2021-09-30 | 2024-12-01 |  |  |  | Transitional Cluster: Cluster Study (Phase 1) | Cluster Study | Yuma | AZ | Yuma, AZ | 4027 | Orchard 230kV | West |  | Arizona Public Service | APS |  |  | ERIS | Generation | type1: Solar; type2: Battery; mw1: 200 | Solar+Battery | 2021 | 2024
Q437 | active | 2021-09-30 | 2021-05-24 |  |  |  | Transitional Cluster: Cluster Study (Phase 2) | Cluster Study | Maricopa | AZ | Maricopa, AZ | 4013 | Delaney 500kV Substation (Q276 POI 500kV) | West |  | Arizona Public Service | APS |  |  | ERIS | Generation | type1: Solar; type2: Battery; mw1: 300 | Solar+Battery | 2021 | 2021
Q442 | active | 2022-03-21 | 2026-12-31 |  |  |  | In Design | IA Executed | Yuma | AZ | Yuma, AZ | 4027 | HANGI 500kV line | West |  | Arizona Public Service | APS |  |  | ERIS | Generation | type1: Solar; type2: Battery; mw1: 200 | Solar+Battery | 2022 | 2026
Q443 | active | 2022-03-21 | 2027-12-31 |  |  |  | Transitional Cluster: Cluster Study (Phase 1- Results Meeting) | Cluster Study | Yuma | AZ | Yuma, AZ | 4027 | HANG2 500kV line | West |  | Arizona Public Service | APS |  |  | NRIS | Generation | type1: Solar; type2: Battery; mw1: 300 | Solar+Battery | 2022 | 2027
Q444 | active | 2022-03-24 | 2024-04-15 |  |  |  | Transitional Cluster: Cluster Study (Phase 1) | Cluster Study | Navajo | AZ | Navajo, AZ | 4017 | New (to be constructed) 69kV switchyard South of Hwy 99 and .04 miles East of Hwy 87 Winslow, AZ | West |  | Arizona Public Service | APS |  |  | NRIS/ERIS | Generation | type1: Solar; type2: Battery; mw1: 60 | Solar+Battery | 2022 | 2024
Q446 | active | 2022-03-28 | 2025-12-01 |  |  |  | Transitional Cluster: Cluster Study (Phase 2) | Cluster Study | Maricopa | AZ | Maricopa, AZ | 4013 | Trilby Wash 230kV | West |  | Arizona Public Service | APS |  |  | NRIS | Generation | type1: Solar; type2: Battery; mw1: 250 | Solar+Battery | 2022 | 2025
Q463 | active | 2022-03-31 | 2024-11-20 |  |  |  | Transitional Cluster: Cluster Study (Phase 2) | Cluster Study | Maricopa | AZ | Maricopa, AZ | 4013 | Panda 230kV | West |  | Arizona Public Service | APS |  |  | ERIS | Generation | type1: Solar; type2: Battery; mw1: 150 | Solar+Battery | 2022 | 2024
Q465 | active | 2022-03-31 | 2025-12-31 |  |  |  | Transitional Cluster: Cluster Study (Phase 2) | Cluster Study | Maricopa | AZ | Maricopa, AZ | 4013 | Trilby Wash 230kV | West |  | Arizona Public Service | APS |  |  | ERIS | Generation | type1: Solar; type2: Battery; mw1: 300 | Solar+Battery | 2022 | 2025
Q466 | active | 2022-03-31 | 2025-12-31 |  |  |  | Transitional Cluster: Cluster Study (Phase 1- Results Meeting) | Cluster Study | Yuma | AZ | Yuma, AZ | 4027 | North Gila 500kV | West |  | Arizona Public Service | APS |  |  | ERIS | Generation | type1: Solar; type2: Battery; mw1: 1000 | Solar+Battery | 2022 | 2025
Q474 | active | 2022-03-31 | 2025-12-31 |  |  |  | Transitional Cluster: Cluster Study (Phase 2) | Cluster Study | Maricopa | AZ | Maricopa, AZ | 4013 | Delaney 500kV | West |  | Arizona Public Service | APS |  |  | ERIS | Generation | Solar | Gas | Battery | 1000 |  |  | Solar+Gas+Battery | 2022 | 2025
Q475 | active | 2022-03-31 | 2025-12-31 |  |  |  | Transitional Cluster: Cluster Study (Phase 2) | Cluster Study | Maricopa | AZ | Maricopa, AZ | 4013 | Delaney 500kV (Q437 Gen Tie) | West |  | Arizona Public Service | APS |  |  | ERIS | Generation | type1: Solar; type2: Battery; mw1: 250 | Solar+Battery | 2022 | 2025
Q486 | active | 2022-09-29 | 2027-06-30 |  |  |  | Transitional Cluster: Cluster Study (Phase 2) | Cluster Study | Coconino | AZ | Coconino, AZ | 4005 | El Dorado-Moenkopi 500 kV Line | West |  | Arizona Public Service | APS |  |  | NRIS | Generation | type1: Solar; type2: Battery; mw1: 400 | Solar+Battery | 2022 | 2027
Q488 | active | 2022-09-30 | 2026-06-01 |  |  |  | Transitional Cluster: Cluster Study (Phase 2) | Cluster Study | Maricopa | AZ | Maricopa, AZ | 4013 | Panda 230kV Substation | West |  | Arizona Public Service | APS |  |  | NRIS | Generation | type1: Solar; type2: Battery; mw1: 600 | Solar+Battery | 2022 | 2026
Q493 | active | 2023-02-13 | 2025-01-15 |  |  |  | Transitional Cluster: Cluster Study (Phase 1) | Cluster Study | Pinal | AZ | Pinal, AZ | 4021 | Milligan Switchyard 69 kV | West |  | Arizona Public Service | APS |  |  | NRIS | Generation | type1: Solar; type2: Battery; mw1: 100 | Solar+Battery | 2023 | 2025
Q507 | active | 2023-03-31 | 2028-06-01 |  |  |  | Transitional Cluster: Cluster Study (Phase 2) | Cluster Study | Maricopa | AZ | Maricopa, AZ | 4013 | Komatke 230kV substation | West |  | Arizona Public Service | APS |  |  | NRIS | Generation | type1: Solar; type2: Battery; mw1: 400 | Solar+Battery | 2023 | 2028
Q528 | active | 2023-03-31 | 2027-06-01 |  |  |  | Transitional Cluster: Cluster Study (Phase 1) | Cluster Study | Navajo | AZ | Navajo, AZ | 4017 | Four Corners - Cholla 345 kV Line | West |  | Arizona Public Service | APS |  |  | NRIS | Generation | type1: Solar; type2: Battery; mw1: 500 | Solar+Battery | 2023 | 2027
Q534 | active | 2023-04-04 | 2026-12-31 |  |  |  | Transitional Cluster: Cluster Study (Phase 2) | Cluster Study | Navajo | AZ | Navajo, AZ | 4017 | Twin Arrows - Sunshine 69 kV Line | West |  | Arizona Public Service | APS |  |  | NRIS | Generation | type1: Solar; type2: Battery; mw1: 60 | Solar+Battery | 2023 | 2026
Q537 | active | 2023-09-07 | 2027-06-01 |  |  |  | Scoping Meeting Minutes | In Progress (unknown study) | Pinal | AZ | Pinal, AZ | 4021 | 3 Miles South of the Milligan 230KV Substation | West |  | Arizona Public Service | APS |  |  | NRIS | Generation | type1: Solar; type2: Battery; mw1: 400 | Solar+Battery | 2023 | 2027
Q548 | active | 2024-04-08 | 2027-05-31 |  |  |  | Awaiting Start of Cluster Study Phase 1 | Cluster Study | Pinal | AZ | Pinal, AZ | 4021 | 32.618690, -110.625809 | West |  | Arizona Public Service | APS |  |  | NRIS | Generation | type1: Solar; type2: Battery; mw1: 145 | Solar+Battery | 2024 | 2027
Q551 | active | 2024-04-29 | 2028-05-01 |  |  |  | Awaiting Start of Cluster Study Phase 1 | Cluster Study | Coconino | AZ | Coconino, AZ | 4005 | Navajo 500 kV Switchyard | West |  | Arizona Public Service | APS |  |  | ERIS | Generation | type1: Solar; type2: Battery; mw1: 700 | Solar+Battery | 2024 | 2028
Q557 | active | 2024-05-06 | 2026-06-30 |  |  |  | Awaiting Start of Cluster Study Phase 1 | Cluster Study | Navajo | AZ | Navajo, AZ | 4017 | Zeniff 69kV | West |  | Arizona Public Service | APS |  |  | NRIS | Generation | type1: Solar; type2: Battery; mw1: 75 | Solar+Battery | 2024 | 2026
Q561 | active | 2024-05-09 | 2029-04-01 |  |  |  | Awaiting Start of Cluster Study Phase 1 | Cluster Study | Maricopa | AZ | Maricopa, AZ | 4013 | Panda 230kV Substation | West |  | Arizona Public Service | APS |  |  | NRIS | Generation | type1: Solar; type2: Battery; mw1: 600 | Solar+Battery | 2024 | 2029
Q563 | active | 2024-05-10 | 2028-12-01 |  |  |  | Awaiting Start of Cluster Study Phase 1 | Cluster Study | Pinal | AZ | Pinal, AZ | 4021 | Saguaro to Cholla 500kV Line | West |  | Arizona Public Service | APS |  |  | NRIS | Generation | type1: Solar; type2: Battery; mw1: 500 | Solar+Battery | 2024 | 2028
Q564 | active | 2024-05-10 | 2028-12-01 |  |  |  | Awaiting Start of Cluster Study Phase 1 | Cluster Study | Maricopa | AZ | Maricopa, AZ | 4013 | Hassayampa-North Gila 500kV | West |  | Arizona Public Service | APS |  |  | NRIS | Generation | type1: Solar; type2: Battery; mw1: 500 | Solar+Battery | 2024 | 2028
Q567 | active | 2024-05-14 | 2028-12-31 |  |  |  | Awaiting Start of Cluster Study Phase 1 | Cluster Study | Maricopa | AZ | Maricopa, AZ | 4013 | Delaney 500 kV Substation via Q360 Gen-Tie | West |  | Arizona Public Service | APS |  |  | ERIS | Generation | Solar | Gas | Battery | 450 |  |  | Solar+Gas+Battery | 2024 | 2028
Q569 | active | 2024-05-15 | 2028-06-01 |  |  |  | Awaiting Start of Cluster Study Phase 1 | Cluster Study | Pinal | AZ | Pinal, AZ | 4021 | 32.732942, -111.566672 Milligan 230kV | West |  | Arizona Public Service | APS |  |  | NRIS | Generation | type1: Solar; type2: Battery; mw1: 250 | Solar+Battery | 2024 | 2028
Q570 | active | 2024-05-15 | 2028-06-01 |  |  |  | Awaiting Start of Cluster Study Phase 1 | Cluster Study | Yuma | AZ | Yuma, AZ | 4027 | 500kV Hoodoo Wash Substation | West |  | Arizona Public Service | APS |  |  | NRIS | Generation | type1: Solar; type2: Battery; mw1: 300 | Solar+Battery | 2024 | 2028
Q573 | active | 2024-05-15 | 2028-06-01 |  |  |  | Awaiting Start of Cluster Study Phase 1 | Cluster Study | Pinal | AZ | Pinal, AZ | 4021 | 32.7339, -111.6359 at tap on Milligan to Casa Grande 230 kV line | West |  | Arizona Public Service | APS |  |  | NRIS | Generation | type1: Solar; type2: Battery; mw1: 200 | Solar+Battery | 2024 | 2028
SP106 | active | 2023-01-27 | 2025-06-01 |  |  |  | LGIA / SGIA Executed ¦ Assign Project Manager | IA Executed | Pinal | AZ | Pinal, AZ | 4021 | Saguaro 230kV substation | West |  | Arizona Public Service | APS |  |  | NRIS | Generation | type1: Solar; type2: Battery; mw1: 213.75 | Solar+Battery | 2023 | 2025
SP111 | active |  | 2026-12-31 |  |  |  | Schedule Scoping Meeting | In Progress (unknown study) | Pinal | AZ | Pinal, AZ | 4021 | Thornton 69 kV SS | West |  | Arizona Public Service | APS |  |  |  | Generation | type1: Solar; type2: Battery; mw1: 192 | Solar+Battery |  | 2026
100 | active | 2019-09-27 | 2021-12-31 | [5 empty] | Benewah | ID | Benewah County, ID | 16009 | Benewah 230 kV Station | West |  | Avista Utilities | Avista |  |  | NRIS/ERIS | Generation | type1: Solar; type2: Battery; mw1: 100 | Solar+Battery | 2019 | 2021
120 | active | 2021-08-19 | 2022-12-01 | [5 empty] | Spokane | WA | Spokane County, WA | 53063 | 13.2kV Third and Hatch Feeders | West |  | Avista Utilities | Avista |  |  | NRIS | Generation | type1: Solar; type2: Battery; mw1: 1 | Solar+Battery | 2021 | 2022
59 | active | 2018-05-23 |  |  |  |  | Draft LGIA | IA Executed | Adams | WA | Adams County, WA | 53001 | Roxboro 115 kV | West |  | Avista Utilities | Avista |  |  | NRIS/ERIS | Generation | type1: Solar; type2: Battery; mw1: 60 | Solar+Battery | 2018
80 | active | 2018-12-17 | 2025-09-30 | [5 empty] | Spokane | WA | Spokane County, WA | 53063 | South Fairchild Tap 115 kV | West |  | Avista Utilities | Avista |  |  | NRIS/ERIS | Generation | type1: Solar; type2: Battery; mw1: 19 | Solar+Battery | 2018 | 2025
84 | active | 2019-04-17 | 2024-12-31 | [5 empty] | Stevens | WA | Stevens County, WA | 53065 | Chewelah 13kV | West |  | Avista Utilities | Avista |  |  | NRIS | Generation | type1: Solar; type2: Battery; mw1: 5 | Solar+Battery | 2019 | 2024
99 | active | 2019-09-06 | 2021-12-31 | [5 empty] | Franklin | WA | Franklin County, WA | 53021 | Saddle Mt - Walla Walla 230 kV line | West |  | Avista Utilities | Avista |  |  | NRIS | Generation | type1: Solar; type2: Battery; mw1: 200 | Solar+Battery | 2019 | 2021
CS24-15 | active | 2024-04-30 | 2027-12-31 |  |  |  | Request Status: Phase Two Restudy; Phase One Cluster Study: Complete; Phase One Re-Study: N/A; Phase Two Cluster Study: In Progress | Cluster Study | Lincoln | WA | Lincoln, WA | 53043 | Bluebird Substation 230kV | West |  | Avista Utilities | Avista |  | 2024 | NRIS/ERIS | Generation | type1: Wind; type2: Battery; mw1: 300 | Wind+Battery | 2024 | 2027
Q59 | active |  | 2027-09-01 |  |  |  | Request Status: LGIA; Facilities Study: Complete; Phase One Cluster Study: Feasibility; Phase One Re-Study: N/A; Phase Two Cluster Study: System Impact; Phase Two Re-Study: N/A | IA Executed | Adams | WA | Adams, WA | 53001 | Roxboro 115kV Station | West |  | Avista Utilities | Avista |  | Serial | NRIS | Generation | type1: Solar; type2: Battery; mw1: 60 | Solar+Battery |  | 2027
TCS-14 | active | 2022-05-02 | [5 empty] | Construction | Garfield | WA | Garfield, WA | 53023 | Dry Creek 230kV Station | West |  | Avista Utilities | Avista |  | Transition 2022 | NRIS | Generation | type1: Wind; type2: Battery; mw1: 375 | Wind+Battery | 2022
CLPT G17 | active | 2022-04-01 | 2025-12-31 |  |  |  | LGIA Executed | IA Executed | Laramie | WY | Laramie, WY | 56021 | East Business Park 115kV Substation | West |  | Black Hills Cheyenne Light Fuel and Power Transmission | CLPT | NextEra Energy Resources Interconnection Holdings, LL |  | NRIS/ERIS | Generation | Solar | Wind | Battery | 300 |  |  | Solar+Wind+Battery | 2022 | 2025
CLPT G20 | active | 2022-07-20 | 2025-12-31 |  |  |  | Draft LGIA | IA Executed | Laramie | WY | Laramie, WY | 56021 | Sweetgrass - Bluffs 230kV | West |  | Black Hills Cheyenne Light Fuel and Power Transmission | CLPT |  |  | NRIS/ERIS | Generation | type1: Solar; type2: Battery; mw1: 365 | Solar+Battery | 2022 | 2025
CLPT G21 | active | 2022-09-06 | 2025-12-31 |  |  |  | Draft LGIA | IA Executed | Laramie | WY | Laramie, WY | 56021 | Sweetgrass 230kV Substation | West |  | Black Hills Cheyenne Light Fuel and Power Transmission | CLPT |  |  | NRIS/ERIS | Generation | type1: Solar; type2: Battery; mw1: 400 | Solar+Battery | 2022 | 2025
CLPT G29 | active | 2024-05-30 | 2027-12-31 |  |  |  |  | Cluster Study | Laramie | WY | Laramie, WY | 56021 | Wallick 115 kV Substation | West |  | Black Hills Cheyenne Light Fuel and Power Transmission | CLPT |  |  | NRIS | Generation | Solar | Wind | Battery | 150 |  |  | Solar+Wind+Battery | 2024 | 2027
BHCT G32 | active | 2022-04-22 | 2025-04-01 |  |  |  |  | In Progress (unknown study) | Pueblo | CO | Pueblo, CO | 8101 | Burnt Mill Substation | West |  | Black Hills Colorado Electric | BHCT |  |  | NRIS/ERIS | Generation | type1: Solar; type2: Battery; mw1: 200 | Solar+Battery | 2022 | 2025
BHCT G35 | active | 2022-08-09 | 2026-12-01 |  |  |  |  | In Progress (unknown study) | Pueblo | CO | Pueblo, CO | 8101 | Reader - Rattlesnake 115kV Line | West |  | Black Hills Colorado Electric | BHCT |  |  | NRIS/ERIS | Generation | type1: Solar; type2: Battery; mw1: 150 | Solar+Battery | 2022 | 2026
BHCT G36 | active | 2022-08-09 | 2026-12-01 |  |  |  |  | In Progress (unknown study) | Pueblo | CO | Pueblo, CO | 8101 | Boone - Nyberg 115 kV Line | West |  | Black Hills Colorado Electric | BHCT |  |  | NRIS/ERIS | Generation | type1: Solar; type2: Battery; mw1: 80 | Solar+Battery | 2022 | 2026
BHCT G38 | active | 2022-08-18 | 2025-12-01 |  |  |  |  | In Progress (unknown study) | Pueblo | CO | Pueblo, CO | 8101 | Baculite Mesa Substation | West |  | Black Hills Colorado Electric | BHCT |  |  | NRIS/ERIS | Generation | type1: Solar; type2: Battery; mw1: 150 | Solar+Battery | 2022 | 2025
54765 | active | 2023-04-17 | 2030-12-02 |  |  |  | Caiso Cluster 15 Unvalidated | Not Started | Clark | NV | Clark, NV | 32003 | DESERT VIEW-INNOVATION | CAISO | Onyx | GLW | CAISO |  | Cluster 15 | NRIS | Generation | type1: Solar; type2: Battery; mw1: 353.1115 | Solar+Battery | 2023 | 2030
54902 | active | 2023-04-17 | 2031-03-01 |  |  |  | Caiso Cluster 15 Unvalidated | Not Started | Kern | CA | Kern County, CA | 6029 | MAGUNDEN-PASTORIA NO.3 | CAISO | Sunvine | SCE | CAISO |  | Cluster 15 | ERIS | Generation | type1: Solar; type2: Battery; mw1: 613.2 | Solar+Battery | 2023 | 2031
CSU-2020-3 | active | 2020-06-20 | 2025-09-01 |  |  |  |  | System Impact Study | El Paso | CO | El Paso County, CO | 8041 | Williams Creek Substation | West |  | Colorado Springs Utilities | CSU |  |  | NRIS/ERIS | Generation | type1: Solar; type2: Battery; mw1: 200 | Solar+Battery | 2020 | 2025
CSU-2022-3 | active | 2023-02-02 | 2026-08-01 |  |  |  |  | Feasibility Study | El Paso | CO | El Paso County, CO | 8041 | Williams Creek- Horizon Line | West |  | Colorado Springs Utilities | CSU |  |  | NRIS/ERIS | Generation | type1: Solar; type2: Battery; mw1: 200 | Solar+Battery | 2023 | 2026
20230825001 | active |  | 2026-11-16 | [5 empty] | Colleton | SC | Colleton, SC | 45029 | Canadys - Fairfax 115 kV | Southeast |  | Dominion Energy South Carolina | Dominion |  | D23 | NRIS | Generation | type1: Solar; type2: Battery; mw1: 100 | Solar+Battery |  | 2026
20230828002 | active |  | 2026-08-01 | [5 empty] | Orangeburg | SC | Orangeburg, SC | 45075 | Orangeburg East - St. George 115 kV #1 | Southeast |  | Dominion Energy South Carolina | Dominion |  | D23 | NRIS | Generation | type1: Solar; type2: Battery; mw1: 54 | Solar+Battery |  | 2026
20230829007 | active |  | 2027-06-01 | [5 empty] | Barnwell | SC | Barnwell, SC | 45011 | Canadys  SRS 230 kV | Southeast |  | Dominion Energy South Carolina | Dominion |  | D23 |  | Generation | type1: Solar; type2: Battery; mw1: 74.9 | Solar+Battery |  | 2027
20230829008 | active |  | 2027-06-01 | [5 empty] | Colleton | SC | Colleton, SC | 45029 | Cope  Canadys 230 kV | Southeast |  | Dominion Energy South Carolina | Dominion |  | D23 |  | Generation | type1: Solar; type2: Battery; mw1: 74.9 | Solar+Battery |  | 2027
20230829009 | active |  | 2027-06-01 | [5 empty] | Barnwell | SC | Barnwell, SC | 45011 | Denmark - Toolebeck 115kV | Southeast |  | Dominion Energy South Carolina | Dominion |  | D23 |  | Generation | type1: Solar; type2: Battery; mw1: 50 | Solar+Battery |  | 2027
20230829010 | active |  | 2027-06-01 | [5 empty] | Allendale | SC | Allendale, SC | 45005 | Fairfax  Yemassee 115 kV | Southeast |  | Dominion Energy South Carolina | Dominion |  | D23 |  | Generation | type1: Solar; type2: Battery; mw1: 50 | Solar+Battery |  | 2027
20230829011 | active |  | 2027-06-01 | [5 empty] | Saluda | SC | Saluda, SC | 45081 | Graniteville  Ward 230 kV | Southeast |  | Dominion Energy South Carolina | Dominion |  | D23 |  | Generation | type1: Solar; type2: Battery; mw1: 74.9 | Solar+Battery |  | 2027
20230829012 | active |  | 2027-06-01 | [5 empty] | Orangeburg | SC | Orangeburg, SC | 45075 | Wateree - St. George 230 kV | Southeast |  | Dominion Energy South Carolina | Dominion |  | D23 |  | Generation | type1: Solar; type2: Battery; mw1: 74.9 | Solar+Battery |  | 2027
20240829001 | active |  | 2028-12-29 |  |  |  |  | In Progress (unknown study) | Richland | SC | Richland, SC | 45079 | Wateree - Hopkins 230 kV #2 | Southeast |  | Dominion Energy South Carolina | Dominion |  | D24 | NRIS | Generation | type1: Solar; type2: Battery; mw1: 250 | Solar+Battery |  | 2028
20240829004 | active |  | 2028-08-30 |  |  |  |  | In Progress (unknown study) | Colleton | SC | Colleton, SC | 45029 | Canadys - SRS 230 kV | Southeast |  | Dominion Energy South Carolina | Dominion |  | D24 | NRIS | Generation | type1: Solar; type2: Battery; mw1: 250 | Solar+Battery |  | 2028
20240829013 | active |  | 2029-11-30 |  |  |  |  | In Progress (unknown study) | Richland | SC | Richland, SC | 45079 | Eastover - Hopkins 115 kV | Southeast |  | Dominion Energy South Carolina | Dominion |  | D24 | NRIS | Generation | type1: Solar; type2: Battery; mw1: 74.9 | Solar+Battery |  | 2029
LG-17-9-1 | active | 2017-09-06 | 2025-09-15 |  |  |  | LGIA in effect | IA Executed | Dona Ana | NM | Dona Ana County, NM | 35013 | Diablo 115 kV Substation | West | D150S Project | El Paso Electric Company | EPE |  |  | NRIS | Generation | type1: Solar; type2: Battery; mw1: 150 | Solar+Battery | 2017 | 2025
LG-17-9-3 | active | 2017-09-27 | 2022-06-05 |  |  |  | LGIA in Effect | IA Executed | Otero | NM | Otero County, NM | 35035 | Otero 345kV Substation | West | AC120SB Project | El Paso Electric Company | EPE |  |  | NRIS/ERIS | Generation | type1: Solar; type2: Battery; mw1: 120 | Solar+Battery | 2017 | 2022
LG-19-3-4 | active | 2019-03-27 | 2027-04-01 |  |  |  | LGIA EXECUTED | IA Executed | Otero | NM | Otero County, NM | 35035 | Chaparral-Oro Grande 115KV Line | West | CO100SB Project | El Paso Electric Company | EPE |  |  | NRIS | Generation | type1: Solar; type2: Battery; mw1: 100 | Solar+Battery | 2019 | 2027
LG-22-9-7 | active | 2022-09-30 | 2026-12-01 |  |  |  |  | IA Pending | Dona Ana | NM | Dona Ana County, NM | 35013 | Salopek-Vado 115kV line | West | VS75SB | El Paso Electric Company | EPE |  |  | NRIS | Generation | type1: Solar; type2: Battery; mw1: 75 | Solar+Battery | 2022 | 2026
LG-23-9-4 | active | 2023-09-29 | 2028-12-31 |  |  |  |  | Facility Study | Hudspeth | TX | Hudspeth County, TX | 48229 | San Felipe 115kV Substation | West | Sf250SB | El Paso Electric Company | EPE |  |  | NRIS | Generation | type1: Solar; type2: Battery; mw1: 250 | Solar+Battery | 2023 | 2028
LG-24-3-13 | active | 2024-03-28 | 2027-05-01 |  |  |  |  | In Progress (unknown study) | El Paso | TX | El Paso County, TX | 48141 | San Felipe 115kV Substation | West | Sf150SB | El Paso Electric Company | EPE |  |  | NRIS | Generation | type1: Solar; type2: Battery; mw1: 150 | Solar+Battery | 2024 | 2027
354 | active | 2018-07-30 | 2023-12-30 |  |  |  |  | IA Executed | Putnam | FL | Putnam, FL | 12107 | Rice Sub | Southeast |  | Florida Power & Light | FPL | Third Party |  | NRIS | Generation | type1: Solar; type2: Battery; mw1: 74.5 | Solar+Battery | 2018 | 2023
358A | active | 2018-09-17 | 2028-07-31 |  |  |  |  | Facility Study | Jackson | FL | Jackson, FL | 12063 | Holmes Creek - Defuniak Springs (PS) 115kV line | Southeast |  | Florida Power & Light | FPL | FPL |  | NRIS | Generation | type1: Solar; type2: Battery; mw1: 50 | Solar+Battery | 2018 | 2028
425 | active | 2021-08-20 | 2027-06-25 |  |  |  |  | Facility Study | Bradford | FL | Bradford, FL | 12007 | Deerhaven (GVL)-Bradford 138kV | Southeast |  | Florida Power & Light | FPL | Third Party |  | NRIS | Generation | type1: Solar; type2: Battery; mw1: 74.9 | Solar+Battery | 2021 | 2027
425A | active | 2022-02-07 | 2029-03-01 |  |  |  |  | Facility Study | Jackson | FL | Jackson, FL | 12063 | Holmes Creek-Highlands City 230kV | Southeast |  | Florida Power & Light | FPL | Third Party |  | NRIS | Generation | type1: Solar; type2: Battery; mw1: 75 | Solar+Battery | 2022 | 2029
GI-100 | active | 2017-04-19 | 2021-12-01 |  |  |  | Facilities Study | Facility Study | Mitchell | GA | Mitchell County, GA | 13205 | Raccoon Creek 230kV Sub | Southeast | Oakhurst Solar Farm | Georgia Transmission | GTC |  |  |  | Generation | type1: Solar; type2: Battery; mw1: 200 | Solar+Battery | 2017 | 2021
GI-118 | active | 2019-05-30 | 2021-12-31 |  |  |  | Facilities Study | Facility Study | Macon | GA | Macon County, GA | 13193 | North Americus  Perry 115 kV TL | Southeast | Limestone Solar | Georgia Transmission | GTC |  |  |  | Generation | type1: Solar; type2: Battery; mw1: 150 | Solar+Battery | 2019 | 2021
GI-130 | active | 2019-11-26 | 2023-12-01 |  |  |  | Facilities Study | Facility Study | Laurens | GA | Laurens County, GA | 13175 | No Dublin-Wadley Prim 230 kV TL | Southeast | Thundering Springs | Georgia Transmission | GTC |  |  |  | Generation | type1: Solar; type2: Battery; mw1: 240 | Solar+Battery | 2019 | 2023
GI-142 | active | 2020-08-13 | 2023-06-15 |  |  |  | FSA Issued | Facility Study | Twiggs | GA | Twiggs County, GA | 13289 | Danville 115 kV Substation | Southeast | Cherry Blossom Solar | Georgia Transmission | GTC |  |  |  | Generation | type1: Solar; type2: Battery; mw1: 150 | Solar+Battery | 2020 | 2023
GI-149 | active | 2021-05-04 | 2024-02-28 |  |  |  | Facilities Study | Facility Study | Emanuel | GA | Emanuel County, GA | 13107 | Vidalia-Wadley Primary (white) 230 kV line | Southeast | Dellwood Solar | Georgia Transmission | GTC |  |  |  | Generation | type1: Solar; type2: Battery; mw1: 150 | Solar+Battery | 2021 | 2024
GI-151 | active | 2021-06-16 | 2023-11-30 |  |  |  | Commercial Operation | Operational | Lee | GA | Lee County, GA | 13177 | N. Americus - N. Tifton 230 kV TL | Southeast | SR DeSoto II | Georgia Transmission | GTC |  |  |  | Generation | type1: Solar; type2: Battery; mw1: 65 | Solar+Battery | 2021 | 2023
GI-152 | active | 2021-06-23 | 2024-05-30 |  |  |  | Facilities Study | Facility Study | Liberty | GA | Liberty County, GA | 13179 | Ludowici - Riceboro 115 kV TL | Southeast | Crossroads Solar | Georgia Transmission | GTC |  |  |  | Generation | type1: Solar; type2: Battery; mw1: 150 | Solar+Battery | 2021 | 2024
GI-153 | active | 2021-07-19 | 2024-11-30 |  |  |  | System Impact Study | System Impact Study | Troup | GA | Troup County, GA | 13285 | Glassbridge - Glassbridge Tap 115 kV TL | Southeast | Long Cane Solar | Georgia Transmission | GTC |  |  |  | Generation | type1: Solar; type2: Battery; mw1: 80 | Solar+Battery | 2021 | 2024
GI-156 | active | 2019-06-10 | 2023-12-31 |  |  |  | Commercial Operation | Operational | Lee | GA | Lee County, GA | 13177 | N. Americus - N. Tifton 230 kV TL | Southeast | SR DeSoto III | Georgia Transmission | GTC |  |  |  | Generation | type1: Solar; type2: Battery; mw1: 60 | Solar+Battery | 2019 | 2023
GI-159 | active | 2021-12-16 | 2025-12-01 |  |  |  | Facilities Study | Facility Study | Washington | GA | Washington County, GA | 13303 | Sandersville-Wadley 230 kV | Southeast | Cherry Tree Solar | Georgia Transmission | GTC |  |  |  | Generation | type1: Solar; type2: Battery; mw1: 150 | Solar+Battery | 2021 | 2025
GI-160 | active | 2022-01-12 | 2025-03-01 |  |  |  | Facilities Study | Facility Study | Mcduffie | GA | McDuffie County, GA | 13189 | Thomson 230 kV Substation | Southeast | Rock House Solar | Georgia Transmission | GTC |  |  |  | Generation | type1: Solar; type2: Battery; mw1: 250 | Solar+Battery | 2022 | 2025
GI-161 | active | 2022-01-28 | 2026-12-31 |  |  |  | System Impact Study | System Impact Study | Meriwether | GA | Meriwether County, GA | 13199 | GTC 115 kV substation on Rocky Mount Rd | Southeast | Meriwether Panther Solar | Georgia Transmission | GTC |  |  |  | Generation | type1: Solar; type2: Battery; mw1: 125 | Solar+Battery | 2022 | 2026
GI-162 | active | 2022-03-16 | 2024-12-20 |  |  |  | Facilities Study | Facility Study | Camden | GA | Camden County, GA | 13039 | Browntown 115 kV Substation | Southeast | Two Rivers Solar | Georgia Transmission | GTC |  |  |  | Generation | type1: Solar; type2: Battery; mw1: 102 | Solar+Battery | 2022 | 2024
GI-164 | active | 2022-06-07 | 2025-12-31 |  |  |  | System Impact Study | System Impact Study | Crawford | GA | Crawford County, GA | 13079 | Dorsett(GTC)-Thomaston 230 kV TL | Southeast | Crawford Solar | Georgia Transmission | GTC |  |  |  | Generation | type1: Solar; type2: Battery; mw1: 160 | Solar+Battery | 2022 | 2025
GI-171 | active | 2023-03-17 | 2026-09-30 |  |  |  | Facilities Study | Facility Study | Clinch | GA | Clinch County, GA | 13065 | Tarver - West Homerville 115 kV TL | Southeast | Southern Sky Solar | Georgia Transmission | GTC |  |  |  | Generation | type1: Solar; type2: Battery; mw1: 102 | Solar+Battery | 2023 | 2026
GI-172 | active | 2023-04-06 | 2026-09-30 |  |  |  | Facilities Study | Facility Study | Talbot | GA | Talbot County, GA | 13263 | Patsiliga Creek - Talbot County #1 230 kV | Southeast | Red Dirt Solar | Georgia Transmission | GTC |  |  |  | Generation | type1: Solar; type2: Battery; mw1: 153 | Solar+Battery | 2023 | 2026
GI-174 | active | 2023-05-19 | 2026-11-01 |  |  |  | Facilities Study | Facility Study | Emanuel | GA | Emanuel County, GA | 13107 | Live Oak - Wadley Primary 115 kV TL | Southeast | Canoochee River Solar | Georgia Transmission | GTC |  |  |  | Generation | type1: Solar; type2: Battery; mw1: 152 | Solar+Battery | 2023 | 2026
GI-175 | active | 2023-05-20 | 2026-10-05 |  |  |  | System Impact Study | System Impact Study | Laurens | GA | Laurens County, GA | 13175 | 230 kV Bus at North Dublin 230 kV SS | Southeast | Live Oak Solar | Georgia Transmission | GTC |  |  |  | Generation | type1: Solar; type2: Battery; mw1: 200 | Solar+Battery | 2023 | 2026
GI-184 | active | 2023-09-20 | 2027-04-01 |  |  |  | System Impact Study | System Impact Study | Baldwin | GA | Baldwin County, GA | 13009 | Gordon - Milledgeville (White) 115 kV TL | Southeast | Beaver Creek Solar | Georgia Transmission | GTC |  |  |  | Generation | type1: Solar; type2: Battery; mw1: 183 | Solar+Battery | 2023 | 2027
GI-187 | active | 2023-10-20 | 2029-04-30 |  |  |  | System Impact Study | System Impact Study | Mitchell | GA | Mitchell County, GA | 13205 | Raccoon Creek 230 kV SS | Southeast | Pecan Energy Storage | Georgia Transmission | GTC |  |  |  | Generation | type1: Solar; type2: Battery; mw1: 207.6 | Solar+Battery | 2023 | 2029
GI-190 | active | 2024-01-09 | 2028-12-13 |  |  |  | System Impact Study | System Impact Study | Brooks | GA | Brooks County, GA | 13027 | Spain 230 kV Substation | Southeast | Spain Energy Center | Georgia Transmission | GTC |  |  |  | Generation | type1: Solar; type2: Battery; mw1: 141 | Solar+Battery | 2024 | 2028
GI-197 | active | 2024-10-01 | 2047-04-01 |  |  |  | SIS Underway | System Impact Study | Washington | GA | Washington County, GA | 13303 | Tiger Creek 230kV Substation | Southeast | Washington County Solar | Georgia Transmission | GTC |  |  |  | Generation | type1: Solar; type2: Battery; mw1: 200 | Solar+Battery | 2024 | 2047
GI-200 | active | 2024-12-17 | 2031-02-28 |  |  |  | Application received | In Progress (unknown study) | Miller | GA | Miller County, GA | 13201 | Grove Church 115 kV Substation | Southeast | Scarboro Solar | Georgia Transmission | GTC |  |  |  | Generation | type1: Solar; type2: Battery; mw1: 125 | Solar+Battery | 2024 | 2031
1 | active | 2017-09-01 |  |  |  |  | Interconnection Agreement Signed | IA Executed | Grant | WA | Grant County, WA | 53025 | Rocky Ford - Larson 115kV or 230 kV line | West |  | Grant County Public Utility District | GrantPUD |  |  |  | Generation | type1: Solar; type2: Battery; mw1: 120 | Solar+Battery | 2017
10 | active | 2023-09-28 | [5 empty] | In Progress (unknown study) | Grant | WA | Grant County, WA | 53025 | Columbia - Rocky Ford 230 kV line | West |  | Grant County Public Utility District | GrantPUD |  |  |  | Generation | type1: Solar; type2: Battery; mw1: 300 | Solar+Battery | 2023
5 | active | 2020-07-23 |  |  |  |  | Interconnection Agreement Signed | IA Executed | Grant | WA | Grant County, WA | 53025 | Columbia - Rocky Ford 230 kV line | West |  | Grant County Public Utility District | GrantPUD |  |  |  | Generation | type1: Solar; type2: Battery; mw1: 130 | Solar+Battery | 2020
6 | active | 2020-08-12 | [5 empty] | System Impact Study | Grant | WA | Grant County, WA | 53025 | Columbia - Rocky Ford 115 kV line | West |  | Grant County Public Utility District | GrantPUD |  |  |  | Generation | type1: Solar; type2: Battery; mw1: 100 | Solar+Battery | 2020
9 | active | 2023-09-22 | [5 empty] | In Progress (unknown study) | Grant | WA | Grant County, WA | 53025 | Potholes-Sand Dunes 230 kV line | West |  | Grant County Public Utility District | GrantPUD |  |  |  | Generation | type1: Solar; type2: Battery; mw1: 300 | Solar+Battery | 2023
557 | active | 2019-04-03 | 2023-12-01 |  |  | 2021-08-27 |  | IA Executed | Elmore | ID | Elmore, ID | 16039 | Black Mesa 138kV Substation | West |  | Idaho Power Company | IP | Black Mesa Interconnection, LLC |  | NRIS | Generation | type1: Solar; type2: Battery; mw1: 40 | Solar+Battery | 2019 | 2023
573 | active | 2019-11-02 | 2022-11-30 |  |  | 2021-10-05 |  | IA Executed | Power | ID | Power, ID | 16077 | BORA 345kV Substation | West |  | Idaho Power Company | IP | NextEra Energy Resources Interconnection Holdings, LLC |  | NRIS | Generation | type1: Solar; type2: Battery; mw1: 300 | Solar+Battery | 2019 | 2022
604 | active | 2021-05-27 | 2024-12-01 |  |  | 2023-01-24 |  | IA Executed | Elmore | ID | Elmore, ID | 16039 | Danskin 230kV Substation | West |  | Idaho Power Company | IP | Crimson Orchard Solar LLC |  | NRIS | Generation | type1: Solar; type2: Battery; mw1: 100 | Solar+Battery | 2021 | 2024
607 | active | 2021-06-28 | 2025-06-01 |  |  | 2023-05-09 |  | IA Executed | Sweetwater | WY | Sweetwater, WY | 56037 | JBRG 345kV Substation | West |  | Idaho Power Company | IP | NextEra Energy Resources Interconnection Holdings, LLC |  | NRIS | Generation | Solar | Wind | Battery | 300 |  |  | Solar+Wind+Battery | 2021 | 2025
608 | active | 2021-06-28 | 2025-12-01 |  |  | 2023-05-09 |  | IA Executed | Sweetwater | WY | Sweetwater, WY | 56037 | JBRG 345kV Substation | West |  | Idaho Power Company | IP | NextEra Energy Resources Interconnection Holdings, LLC |  | NRIS | Generation | Solar | Wind | Battery | 300 |  |  | Solar+Wind+Battery | 2021 | 2025
609 | active | 2021-06-28 | 2025-12-01 |  |  | 2023-05-09 |  | IA Executed | Sweetwater | WY | Sweetwater, WY | 56037 | JBRG 345kV Substation | West |  | Idaho Power Company | IP | NextEra Energy Resources Interconnection Holdings, LLC |  | NRIS | Generation | Solar | Wind | Battery | 200 |  |  | Solar+Wind+Battery | 2021 | 2025
632 | active | 2022-01-14 | 2025-12-31 |  |  | 2023-10-18 |  | IA Executed | Owyhee | ID | Owyhee, ID | 16073 | Hemingway 230kV Substation | West |  | Idaho Power Company | IP | NextEra Energy Resources Interconnection Holdings, LLC |  | NRIS | Generation | type1: Solar; type2: Battery; mw1: 300 | Solar+Battery | 2022 | 2025
654 | active | 2022-05-03 | 2025-12-31 |  |  | 2023-11-02 |  | IA Executed | Bingham | ID | Bingham, ID | 16011 | Pingree 138kV Substation | West |  | Idaho Power Company | IP | Pingree Solar LLC |  | NRIS | Generation | type1: Solar; type2: Battery; mw1: 130 | Solar+Battery | 2022 | 2025
655 | active | 2022-05-10 | 2025-12-31 |  |  | 2023-12-14 |  | IA Executed | Bear Lake | ID | Bear Lake, ID | 16007 | BridgerPopulus 345kV Line | West |  | Idaho Power Company | IP | Aurora Solar LLC |  | ERIS | Generation | type1: Solar; type2: Battery; mw1: 325 | Solar+Battery | 2022 | 2025
665 | active | 2022-08-16 | 2027-12-31 |  |  | 2024-04-04 |  | IA Executed | Ada | ID | Ada, ID | 16001 | BOBNHubbard 230kV Line | West |  | Idaho Power Company | IP | Blacks Creek Energy Center, LLC |  | NRIS | Generation | type1: Solar; type2: Battery; mw1: 400 | Solar+Battery | 2022 | 2027
669 | active | 2022-08-29 | 2025-12-31 |  |  | 2023-11-09 |  | IA Executed | Ada | ID | Ada, ID | 16001 | BOBNHubbard 230kV Line | West |  | Idaho Power Company | IP | Bluebird Solar Project, LLC |  | NRIS | Generation | type1: Solar; type2: Battery; mw1: 200 | Solar+Battery | 2022 | 2025
708 | active | 2023-03-27 | 2028-12-31 |  |  | 1999-12-31 |  | IA Executed | Ada | ID | Ada, ID | 16001 | Hubbard-Danskin 230kV Line | West |  | Idaho Power Company | IP |  | Transitional Cluster | NRIS | Generation | type1: Solar; type2: Battery; mw1: 150 | Solar+Battery | 2023 | 2028
710 | active | 2023-03-24 | 2026-06-30 |  |  | 1999-12-31 |  | IA Executed | Ada | ID | Ada, ID | 16001 | DRAMRTSN 230kV Line | West |  | Idaho Power Company | IP |  | Transitional Cluster | NRIS | Generation | type1: Solar; type2: Battery; mw1: 200 | Solar+Battery | 2023 | 2026
716 | active | 2023-05-25 | 2028-12-31 |  |  | 1999-12-31 |  | IA Executed | Ada | ID | Ada, ID | 16001 | Cole 230kV Substation | West |  | Idaho Power Company | IP |  | Transitional Cluster | NRIS | Generation | type1: Solar; type2: Battery; mw1: 150 | Solar+Battery | 2023 | 2028
718 | active | 2023-06-01 | 2026-06-01 |  |  | 1999-12-31 |  | IA Executed | Blaine | ID | Blaine, ID | 16013 | Moonstone Substation 138kV | West |  | Idaho Power Company | IP |  | Transitional Cluster | NRIS | Generation | type1: Solar; type2: Battery; mw1: 100 | Solar+Battery | 2023 | 2026
719 | active | 2023-06-01 | 2028-06-01 |  |  | 1999-12-31 |  | IA Executed | Blaine | ID | Blaine, ID | 16013 | Moonstone Substation 138kV | West |  | Idaho Power Company | IP |  | Transitional Cluster | NRIS | Generation | type1: Solar; type2: Battery; mw1: 100 | Solar+Battery | 2023 | 2028
725 | active | 2023-06-12 | 2027-06-01 |  |  | 1999-12-31 |  | IA Executed | Bingham | ID | Bingham, ID | 16011 | Brady-Antelope 230kV Line | West |  | Idaho Power Company | IP |  | Transitional Cluster | NRIS | Generation | type1: Solar; type2: Battery; mw1: 175 | Solar+Battery | 2023 | 2027
732 | active | 2023-08-31 | 2027-12-15 |  |  | 1999-12-31 |  | IA Executed | Baker | OR | Baker, OR | 41001 | Quartz-North Powder-Brownlee 230kV | West |  | Idaho Power Company | IP |  | Transitional Cluster | NRIS | Generation | type1: Solar; type2: Battery; mw1: 100 | Solar+Battery | 2023 | 2027
GI-2021-147 | active | 2021-11-17 | 2024-04-01 |  |  |  |  | System Impact Study | Imperial | CA | Imperial County, CA | 6025 | 161kV N line | West |  | Imperial Irrigation District | IID |  | A |  | Generation | type1: Solar; type2: Battery; mw1: 75 | Solar+Battery | 2021 | 2024
GI-2021-148 | active | 2021-11-17 | 2027-10-01 |  |  |  |  | System Impact Study | Imperial | CA | Imperial County, CA | 6025 | 92kV Anza Substation | West |  | Imperial Irrigation District | IID |  | A |  | Generation | type1: Solar; type2: Battery; mw1: 90 | Solar+Battery | 2021 | 2027
GI-2021-149 | active | 2021-11-17 | 2024-04-01 |  |  |  |  | System Impact Study | Imperial | CA | Imperial County, CA | 6025 | 230kV KN line | West |  | Imperial Irrigation District | IID |  | A |  | Generation | type1: Solar; type2: Battery; mw1: 175 | Solar+Battery | 2021 | 2024
GI-2022-154 | active | 2022-02-22 | 2024-09-01 |  |  |  |  | System Impact Study | Imperial | CA | Imperial County, CA | 6025 | 161 kV L line | West |  | Imperial Irrigation District | IID |  | B |  | Generation | type1: Solar; type2: Battery; mw1: 100 | Solar+Battery | 2022 | 2024
GI-2022-157 | active | 2022-09-06 | 2024-12-01 |  |  |  |  | System Impact Study | Imperial | CA | Imperial County, CA | 6025 | 92kV R line | West |  | Imperial Irrigation District | IID |  | B |  | Generation | type1: Solar; type2: Battery; mw1: 65 | Solar+Battery | 2022 | 2024
GI-2022-158 | active | 2022-09-06 | 2024-12-01 |  |  |  |  | System Impact Study | Imperial | CA | Imperial County, CA | 6025 | 92kV R line | West |  | Imperial Irrigation District | IID |  | B |  | Generation | type1: Solar; type2: Battery; mw1: 35 | Solar+Battery | 2022 | 2024
GI-2022-159 | active | 2022-09-06 | 2024-12-01 |  |  |  |  | System Impact Study | Imperial | CA | Imperial County, CA | 6025 | 161kV N line | West |  | Imperial Irrigation District | IID |  | B |  | Generation | type1: Solar; type2: Battery; mw1: 50 | Solar+Battery | 2022 | 2024
GI-2022-160 | active | 2022-09-06 | 2024-12-01 |  |  |  |  | System Impact Study | Imperial | CA | Imperial County, CA | 6025 | 92kV K Line | West |  | Imperial Irrigation District | IID |  | B |  | Generation | type1: Solar; type2: Battery; mw1: 50 | Solar+Battery | 2022 | 2024
GI-2023-165 | active | 2023-01-09 | 2025-10-01 |  |  |  |  | System Impact Study | Imperial | CA | Imperial County, CA | 6025 | 161kV A line | West |  | Imperial Irrigation District | IID |  | B |  | Generation | type1: Solar; type2: Battery; mw1: 50 | Solar+Battery | 2023 | 2025
GI-2022-162 | active | 2022-09-08 | 2026-06-01 |  |  |  |  | In Progress (unknown study) | Imperial | CA | Imperial County, CA | 6025 | Proposed New Facility | West |  | Imperial Irrigation District | IID |  | C |  | Generation | type1: Solar; type2: Battery; mw1: 270 | Solar+Battery | 2022 | 2026
GI-2022-163 | active | 2022-09-12 | 2025-12-01 |  |  |  |  | In Progress (unknown study) | Riverside | CA | Riverside County, CA | 6065 | 230kV KN/KS line | West |  | Imperial Irrigation District | IID |  | C |  | Generation | type1: Solar; type2: Battery; mw1: 125 | Solar+Battery | 2022 | 2025
GI-2022-164 | active | 2022-11-30 | 2026-03-01 |  |  |  |  | In Progress (unknown study) | Imperial | CA | Imperial County, CA | 6025 | Proposed New Facility | West |  | Imperial Irrigation District | IID |  | C |  | Generation | type1: Solar; type2: Battery; mw1: 800 | Solar+Battery | 2022 | 2026
GI-2023-167 | active | 2023-02-07 | 2026-06-01 |  |  |  |  | In Progress (unknown study) | Imperial | CA | Imperial County, CA | 6025 | Proposed New Facility | West |  | Imperial Irrigation District | IID |  | C |  | Generation | type1: Solar; type2: Battery; mw1: 500 | Solar+Battery | 2023 | 2026
GI-2023-171 | active | 2023-04-27 | 2026-12-01 |  |  |  |  | In Progress (unknown study) | Imperial | CA | Imperial County, CA | 6025 | 92kV C | West |  | Imperial Irrigation District | IID |  | D |  | Generation | type1: Solar; type2: Battery; mw1: 100 | Solar+Battery | 2023 | 2026
GI-2023-172 | active | 2023-04-28 | 2025-05-01 |  |  |  |  | In Progress (unknown study) | Imperial | CA | Imperial County, CA | 6025 | 161kV M line | West |  | Imperial Irrigation District | IID |  | D |  | Generation | type1: Solar; type2: Battery; mw1: 39.2 | Solar+Battery | 2023 | 2025
GI-2023-173 | active | 2023-04-28 | 2028-06-01 |  |  |  |  | In Progress (unknown study) | Imperial | CA | Imperial County, CA | 6025 | 230kV Sinclair Sub | West |  | Imperial Irrigation District | IID |  | E |  | Generation | type1: Solar; type2: Battery; mw1: 150 | Solar+Battery | 2023 | 2028
GI-2023-175 | active | 2023-04-28 | 2028-06-01 |  |  |  |  | In Progress (unknown study) | Imperial | CA | Imperial County, CA | 6025 | 230kV Sinclair Sub | West |  | Imperial Irrigation District | IID |  | E |  | Generation | type1: Solar; type2: Battery; mw1: 150 | Solar+Battery | 2023 | 2028
GI-2020-142A | active | 2020-11-16 | 2026-02-01 |  |  |  |  | In Progress (unknown study) | Imperial | CA | Imperial County, CA | 6025 | 92kV R line | West |  | Imperial Irrigation District | IID |  |  |  | Generation | type1: Solar; type2: Battery; mw1: 30 | Solar+Battery | 2020 | 2026
1000 | active | 2020-04-09 | 2023-11-30 | [5 empty] | Barnstable | MA | Barnstable County, MA | 25001 | Eversource Harwich 968 | ISO-NE | Solar + battery |  | ISO-NE |  |  |  | Generation | type1: Solar; type2: Battery; mw1: 3.15 | Solar+Battery | 2020 | 2023
1001 | active | 2020-04-09 | 2023-11-30 | [5 empty] | Bristol | MA | Bristol County, MA | 25005 | Eversource Industrial Park 636 | ISO-NE | Eversource Group @ Industrial Park 636 |  | ISO-NE |  |  |  | Generation | type1: Solar; type2: Battery; mw1: 29.11 | Solar+Battery | 2020 | 2023
1003 | active | 2020-04-09 | 2023-11-30 | [5 empty] | Plymouth | MA | Plymouth County, MA | 25023 | Eversource Rochester #745 | ISO-NE | Eversource Group @ Rochester #745 |  | ISO-NE |  |  |  | Generation | type1: Solar; type2: Battery; mw1: 24.618 | Solar+Battery | 2020 | 2023
1004 | active | 2020-04-09 | 2023-11-30 | [5 empty] | Barnstable | MA | Barnstable County, MA | 25001 | Eversource Sandwich 916 | ISO-NE | Eversource Group @ Sandwich 916 |  | ISO-NE |  |  |  | Generation | type1: Solar; type2: Battery; mw1: 11.75 | Solar+Battery | 2020 | 2023
1005 | active | 2020-04-09 | 2023-11-30 | [5 empty] | Plymouth | MA | Plymouth County, MA | 25023 | Eversource Tremont 713 | ISO-NE | Eversource Group @ Tremont Substation 713 |  | ISO-NE |  |  |  | Generation | type1: Solar; type2: Battery; mw1: 33.735 | Solar+Battery | 2020 | 2023
1006 | active | 2020-04-09 | 2023-11-30 | [5 empty] | Barnstable | MA | Barnstable County, MA | 25001 | Eversource Valley 715 | ISO-NE | Eversource Group @ Valley 715 |  | ISO-NE |  |  |  | Generation | type1: Solar; type2: Battery; mw1: 9.98 | Solar+Battery | 2020 | 2023
1007 | active | 2020-04-09 | 2023-11-30 | [5 empty] | Plymouth | MA | Plymouth County, MA | 25023 | Eversource Wareham #714 | ISO-NE | Eversource Group @ Wareham 714 |  | ISO-NE |  |  |  | Generation | type1: Solar; type2: Battery; mw1: 48.019 | Solar+Battery | 2020 | 2023
1008 | active | 2020-04-09 | 2023-11-30 | [5 empty] | Plymouth | MA | Plymouth County, MA | 25023 | Eversource West Pond #737 | ISO-NE | Eversource Group @ West Pond 737 |  | ISO-NE |  |  |  | Generation | type1: Solar; type2: Battery; mw1: 44.12 | Solar+Battery | 2020 | 2023
1009 | active | 2020-04-09 | 2023-11-30 | [5 empty] | Bristol | MA | Bristol County, MA | 25005 | Eversource Wing Lane #624 | ISO-NE | Eversource Group @ Wing Lane 624 |  | ISO-NE |  |  |  | Generation | type1: Solar; type2: Battery; mw1: 18.989 | Solar+Battery | 2020 | 2023
1032 | active | 2020-06-23 | 2023-11-30 | [5 empty] | Bristol | MA | Bristol County, MA | 25005 | Eversource Bell Rock #661 | ISO-NE | Eversource Group @ Bell Rock #661 |  | ISO-NE |  |  |  | Generation | type1: Solar; type2: Battery; mw1: 11.992 | Solar+Battery | 2020 | 2023
1076 | active | 2020-10-02 | 2023-06-27 | [5 empty] | Kennebec | ME | Kennebec County, ME | 23011 | CMP WEST STREET Substation, Circuit 255D1 | ISO-NE | Bowman Street 115 kV SS - Augusta Area Study | CMP | ISO-NE |  |  |  | Generation | type1: Solar; type2: Battery; mw1: 4.975 | Solar+Battery | 2020 | 2023
1094 | active | 2021-02-04 | 2024-04-30 | [5 empty] | Kennebec | ME | Kennebec County, ME | 23011 | CMP County Road 115 kV SS | ISO-NE | CMP County Road 115 kV SS - Winslow-Lakewood Areas Study | CMP | ISO-NE |  |  |  | Generation | type1: Solar; type2: Battery; mw1: 7.8 | Solar+Battery | 2021 | 2024
1096 | active | 2021-02-04 | 2024-04-30 | [5 empty] | Somerset | ME | Somerset County, ME; Kennebec County, ME | 2302523011 | CMP Winslow 115 kV SS | ISO-NE | CMP Winslow 115 kV SS - Winslow-Lakewood Areas Study | CMP | ISO-NE |  |  |  | Generation | type1: Solar; type2: Battery; mw1: 18.728 | Solar+Battery | 2021 | 2024
1149 | active | 2021-08-06 | 2025-08-17 |  |  |  | In Progress | In Progress (unknown study) | Franklin | MA | Franklin County, MA | 25011 | National Grid's PTF (E-5B, F-6 West PTF transmission lines) | ISO-NE | Battery addition |  | ISO-NE |  |  | NRIS | Generation | type1: Hydro; type2: Battery; mw1: 6.7 | Hydro+Battery | 2021 | 2025
1151 | active | 2021-08-04 | 2024-11-15 |  |  |  | Executed | IA Executed | Oxford | ME | Oxford County, ME | 23017 | CMP 34.5 kV Feeder 452K1, Woodstock Substation | ISO-NE | 13665 Felt Road Solar | ISO-NE | ISO-NE |  |  | NRIS | Generation | type1: Solar; type2: Battery; mw1: 1.968 | Solar+Battery | 2021 | 2024
1173 | active | 2021-10-27 | 2027-12-31 | [5 empty] | Worcester | MA | Worcester County, MA | 25027 | NG Barre Substation | ISO-NE | Barre Substation - NG WMA Group 3 |  | ISO-NE |  |  |  | Generation | type1: Solar; type2: Battery; mw1: 12.398 | Solar+Battery | 2021 | 2027
1175 | active | 2021-10-27 | 2026-12-31 | [5 empty] | Worcester | MA | Worcester County, MA | 25027 | NG E. Westminster Substation | ISO-NE | E. Westminster Substation - NG WMA Group 3 |  | ISO-NE |  |  |  | Generation | type1: Solar; type2: Battery; mw1: 4.99 | Solar+Battery | 2021 | 2026
1176 | active | 2021-10-27 | 2026-12-31 | [5 empty] | Worcester | MA | Worcester County, MA | 25027 | NG E. Winchendon Substation | ISO-NE | E. Winchendon Substation - NG WMA Group 3 |  | ISO-NE |  |  |  | Generation | type1: Solar; type2: Battery; mw1: 34.975 | Solar+Battery | 2021 | 2026
1178 | active | 2021-10-27 | 2027-12-31 | [5 empty] | Worcester | MA | Worcester County, MA | 25027 | NG Little Rest Rd Substation | ISO-NE | Little Rest Rd Substation - NG WMA Group 3 |  | ISO-NE |  |  |  | Generation | type1: Solar; type2: Battery; mw1: 5.8 | Solar+Battery | 2021 | 2027
1179 | active | 2021-10-27 | 2027-12-31 | [5 empty] | Worcester | MA | Worcester County, MA | 25027 | NG Meadow Street 552 Substation | ISO-NE | Meadow Street 552 Substation - NG WMA Group 3 |  | ISO-NE |  |  |  | Generation | type1: Solar; type2: Battery; mw1: 13.799 | Solar+Battery | 2021 | 2027
1180 | active | 2021-10-27 | 2027-12-31 | [5 empty] | Worcester | MA | Worcester County, MA | 25027 | NG Millbury Substation | ISO-NE | Millbury Substation - NG WMA Group 3 |  | ISO-NE |  |  |  | Generation | type1: Solar; type2: Battery; mw1: 11.742 | Solar+Battery | 2021 | 2027
1181 | active | 2021-10-27 | 2027-12-31 | [5 empty] | Worcester | MA | Worcester County, MA | 25027 | NG N. Oxford Substation | ISO-NE | N. Oxford Substation - NG WMA Group 3 |  | ISO-NE |  |  |  | Generation | type1: Solar; type2: Battery; mw1: 20.396 | Solar+Battery | 2021 | 2027
1183 | active | 2021-10-27 | 2027-12-31 | [5 empty] | Worcester | MA | Worcester County, MA | 25027 | NG Royalston Substation | ISO-NE | Royalston Substation - NG WMA Group 3 |  | ISO-NE |  |  |  | Generation | type1: Solar; type2: Battery; mw1: 5 | Solar+Battery | 2021 | 2027
1184 | active | 2021-10-27 | 2027-12-31 | [5 empty] | Worcester | MA | Worcester County, MA | 25027 | NG Snow St. Substation | ISO-NE | Snow St. Substation - NG WMA Group 3 |  | ISO-NE |  |  |  | Generation | type1: Solar; type2: Battery; mw1: 27.836 | Solar+Battery | 2021 | 2027
1185 | active | 2021-10-27 | 2027-12-31 | [5 empty] | Worcester | MA | Worcester County, MA | 25027 | NG Stafford St. Substation | ISO-NE | Stafford St. Substation - NG WMA Group 3 |  | ISO-NE |  |  |  | Generation | type1: Solar; type2: Battery; mw1: 22.448 | Solar+Battery | 2021 | 2027
1188 | active | 2021-10-27 | 2027-12-31 | [5 empty] | Hampshire | MA | Hampshire County, MA | 25015 | NG Ware Substation | ISO-NE | Ware Substation - NG WMA Group 3 |  | ISO-NE |  |  |  | Generation | type1: Solar; type2: Battery; mw1: 11 | Solar+Battery | 2021 | 2027
1189 | active | 2021-10-27 | 2027-12-31 | [5 empty] | Franklin | MA | Franklin County, MA | 25011 | NG Wendall Depot Substation | ISO-NE | Wendall Depot Substation - NG WMA Group 3 |  | ISO-NE |  |  |  | Generation | type1: Solar; type2: Battery; mw1: 27.981 | Solar+Battery | 2021 | 2027
1214 | active | 2022-01-14 | 2023-11-30 | [5 empty] | Middlesex | MA | Middlesex County, MA; Norfolk County, MA | 2501725021 | Eversource Medway 65 | ISO-NE | Group @ Medway 65 - EMA ASO | NU | ISO-NE |  |  |  | Generation | type1: Solar; type2: Battery; mw1: 17.497 | Solar+Battery | 2022 | 2023
1215 | active | 2022-01-14 | 2023-11-30 | [5 empty] | Middlesex | MA | Middlesex County, MA | 25017 | Eversource Maynard 416 | ISO-NE | Group @ Maynard 416 - EMA ASO | NU | ISO-NE |  |  |  | Generation | type1: Solar; type2: Battery; mw1: 8.476 | Solar+Battery | 2022 | 2023
1216 | active | 2022-01-14 | 2023-11-30 | [5 empty] | Hampden | MA | Hampden County, MA; Franklin County, MA | 2501325011 | Eversource Podick | ISO-NE | Group @ Podick - WMA ASO |  | ISO-NE |  |  |  | Generation | type1: Solar; type2: Battery; mw1: 7.7 | Solar+Battery | 2022 | 2023
1217 | active | 2022-01-14 | 2023-11-30 | [5 empty] | Franklin | MA | Franklin County, MA | 25011 | Eversource Oswald | ISO-NE | Oswald - WMA ASO |  | ISO-NE |  |  |  | Generation | type1: Solar; type2: Battery; mw1: 2.49 | Solar+Battery | 2022 | 2023
1218 | active | 2022-01-14 | 2023-11-30 | [5 empty] | Franklin | MA | Franklin County, MA | 25011 | Eversource Montigue | ISO-NE | Group @ Montigue - WMA ASO | NU | ISO-NE |  |  |  | Generation | type1: Solar; type2: Battery; mw1: 9.86 | Solar+Battery | 2022 | 2023
1219 | active | 2022-01-14 | 2023-11-30 | [5 empty] | Franklin | MA | Franklin County, MA; Hampshire County, MA | 2501125015 | Eversource French King | ISO-NE | Group @ French King - WMA ASO |  | ISO-NE |  |  |  | Generation | type1: Solar; type2: Battery; mw1: 8.9 | Solar+Battery | 2022 | 2023
1220 | active | 2022-01-14 | 2023-11-30 | [5 empty] | Berkshire | MA | Berkshire County, MA | 25003 | Eversource Blandford 19J | ISO-NE | Group @ Blandford 19J - WMA ASO |  | ISO-NE |  |  |  | Generation | type1: Solar; type2: Battery; mw1: 6.99 | Solar+Battery | 2022 | 2023
1221 | active | 2022-01-14 | 2023-11-30 | [5 empty] | Hampden | MA | Hampden County, MA | 25013 | Eversource Cumberland 22B | ISO-NE | Cumberland 22B - WMA ASO |  | ISO-NE |  |  |  | Generation | type1: Solar; type2: Battery; mw1: 4.99 | Solar+Battery | 2022 | 2023
1222 | active | 2022-01-14 | 2023-11-30 | [5 empty] | Hampden | MA | Hampden County, MA | 25013 | Eversource Berkshire 18C | ISO-NE | Group @ Berkshire 18C |  | ISO-NE |  |  |  | Generation | type1: Solar; type2: Battery; mw1: 7.65 | Solar+Battery | 2022 | 2023
1239 | active | 2022-03-25 | 2026-04-21 |  |  |  | In Progress | In Progress (unknown study) | Oxford | ME | Oxford County, ME | 23017 | CMP 115kV Woodstock S/S | ISO-NE | Solar plus Battery |  | ISO-NE |  |  | NRIS | Generation | type1: Solar; type2: Battery; mw1: 129 | Solar+Battery | 2022 | 2026
1241 | active | 2022-03-28 | 2028-06-30 | [5 empty] | York | ME | York County, ME | 23031 | CMP Sandford/Quaker Hill | ISO-NE | Sanford/Quaker Hill CMP Cluster 4 | CMP | ISO-NE |  | Sanford/Quaker Hill CMP Cluster 4 |  | Generation | type1: Solar; type2: Battery; mw1: 21.184 | Solar+Battery | 2022 | 2028
1242 | active | 2022-03-28 | 2028-06-30 | [5 empty] | Oxford | ME | Oxford County, ME; Androscoggin County, ME | 2301723001 | CMP Lewiston | ISO-NE | Lewiston CMP Cluster 5 | CMP | ISO-NE |  | Lewiston CMP Cluster 5 |  | Generation | type1: Solar; type2: Battery; mw1: 52.464 | Solar+Battery | 2022 | 2028
1254 | active | 2022-05-02 | 2028-06-30 | [5 empty] | York | ME | York County, ME; Oxford County, ME; Cumberland County, ME | 230312301723005 | CMP Kimball Road/Lovell 115 kV Substation | ISO-NE | Kimball DG Area Study | CMP | ISO-NE |  |  |  | Generation | type1: Solar; type2: Battery; mw1: 7.894 | Solar+Battery | 2022 | 2028
1255 | active | 2022-05-02 | 2027-12-31 | [5 empty] | Piscataquis | ME | Piscataquis County, ME; Penobscot County, ME; Somerset County, ME; Waldo County, ME; Hancock County, ME | 2.3021e+24 | CMP Detroit 115 kV Substation | ISO-NE | Detroit/Guilford/Belfast DG Area Study | CMP | ISO-NE |  |  |  | Generation | type1: Solar; type2: Battery; mw1: 57.72 | Solar+Battery | 2022 | 2027
1261 | active | 2022-05-17 | 2026-11-30 |  |  |  | Executed | IA Executed | Knox | ME | Knox County, ME | 23013 | CMP 115kV line Section 80 | ISO-NE | Battery Storage Addition (to QP1086) | ISO-NE | ISO-NE |  |  | NRIS | Generation | type1: Solar; type2: Battery; mw1: 160 | Solar+Battery | 2022 | 2026
1273 | active | 2022-06-08 | 2023-11-30 | [5 empty] | Norfolk | MA | Norfolk County, MA | 25021 | Eversource Canton 470 | ISO-NE | Canton 470 - EMA ASO |  | ISO-NE |  |  |  | Generation | type1: Solar; type2: Battery; mw1: 4.999 | Solar+Battery | 2022 | 2023
1274 | active | 2022-06-08 | 2023-11-30 | [5 empty] | Plymouth | MA | Plymouth County, MA | 25023 | Eversource Crystal Spring 646 | ISO-NE | Crystal Spring 646 - EMA ASO |  | ISO-NE |  |  |  | Generation | type1: Solar; type2: Battery; mw1: 1.7 | Solar+Battery | 2022 | 2023
1275 | active | 2022-06-08 | 2023-11-30 | [5 empty] | Plymouth | MA | Plymouth County, MA | 25023 | Eversource Duxbury 738 | ISO-NE | Group @ Duxbury 738 - EMA ASO |  | ISO-NE |  |  |  | Generation | type1: Solar; type2: Battery; mw1: 6.782 | Solar+Battery | 2022 | 2023
1276 | active | 2022-06-08 | 2023-11-30 | [5 empty] | Barnstable | MA | Barnstable County, MA | 25001 | Eversource Falmouth 933 | ISO-NE | Falmouth 933 - EMA ASO |  | ISO-NE |  |  |  | Generation | type1: Solar; type2: Battery; mw1: 3.5 | Solar+Battery | 2022 | 2023
1277 | active | 2022-06-08 | 2023-11-30 | [5 empty] | Bristol | MA | Bristol County, MA | 25005 | Eversource Fisher Road 657 | ISO-NE | Fisher Road 657 - EMA ASO |  | ISO-NE |  |  |  | Generation | type1: Solar; type2: Battery; mw1: 3 | Solar+Battery | 2022 | 2023
1278 | active | 2022-06-08 | 2023-11-30 | [5 empty] | Barnstable | MA | Barnstable County, MA | 25001 | Eversource Harwich 968 | ISO-NE | Harwich 968 - EMA ASO |  | ISO-NE |  |  |  | Generation | type1: Solar; type2: Battery; mw1: 3.998 | Solar+Battery | 2022 | 2023
1279 | active | 2022-06-08 | 2023-11-30 | [5 empty] | Barnstable | MA | Barnstable County, MA | 25001 | Eversource Hatchville 936 | ISO-NE | Group @ Hatchville 936 - EMA ASO |  | ISO-NE |  |  |  | Generation | type1: Solar; type2: Battery; mw1: 18.486 | Solar+Battery | 2022 | 2023
1280 | active | 2022-06-08 | 2023-11-30 | [5 empty] | Barnstable | MA | Barnstable County, MA | 25001 | Eversource Hyannis 961 | ISO-NE | Hyannis 961 - EMA ASO |  | ISO-NE |  |  |  | Generation | type1: Solar; type2: Battery; mw1: 4.993 | Solar+Battery | 2022 | 2023
1281 | active | 2022-06-08 | 2023-11-30 | [5 empty] | Bristol | MA | Bristol County, MA | 25005 | Eversource Industrial Park 636 | ISO-NE | Group @ Industrial Park 636 - EMA ASO |  | ISO-NE |  |  |  | Generation | type1: Solar; type2: Battery; mw1: 16.514 | Solar+Battery | 2022 | 2023
1282 | active | 2022-06-08 | 2023-11-30 | [5 empty] | Plymouth | MA | Plymouth County, MA | 25023 | Eversource Marshfield 739 | ISO-NE | Marshfield 739 - EMA ASO |  | ISO-NE |  |  |  | Generation | type1: Solar; type2: Battery; mw1: 4.6 | Solar+Battery | 2022 | 2023
1283 | active | 2022-06-08 | 2023-11-30 | [5 empty] | Barnstable | MA | Barnstable County, MA | 25001 | Eversource Mashpee 946 | ISO-NE | Mashpee 946 - EMA ASO |  | ISO-NE |  |  |  | Generation | type1: Solar; type2: Battery; mw1: 1.49 | Solar+Battery | 2022 | 2023
1284 | active | 2022-06-08 | 2023-11-30 | [5 empty] | Barnstable | MA | Barnstable County, MA | 25001 | Eversource Orleans 975 | ISO-NE | Group @ Orleans 975 - EMA ASO |  | ISO-NE |  |  |  | Generation | type1: Solar; type2: Battery; mw1: 9.998 | Solar+Battery | 2022 | 2023
1285 | active | 2022-06-08 | 2023-11-30 | [5 empty] | Barnstable | MA | Barnstable County, MA | 25001 | Eversource Sandwich 916 | ISO-NE | Sandwich 916 - EMA ASO |  | ISO-NE |  |  |  | Generation | type1: Solar; type2: Battery; mw1: 4.6 | Solar+Battery | 2022 | 2023
1286 | active | 2022-06-08 | 2025-07-31 | [5 empty] | Plymouth | MA | Plymouth County, MA | 25023 | Eversource Tremont 713 | ISO-NE | Tremont 713 - EMA ASO | NU | ISO-NE |  |  |  | Generation | type1: Solar; type2: Battery; mw1: 4.996 | Solar+Battery | 2022 | 2025
1287 | active | 2022-06-08 | 2023-11-30 | [5 empty] | Plymouth | MA | Plymouth County, MA | 25023 | Eversource Valley 715 | ISO-NE | Valley 715 - EMA ASO |  | ISO-NE |  |  |  | Generation | type1: Solar; type2: Battery; mw1: 3.7 | Solar+Battery | 2022 | 2023
1288 | active | 2022-06-08 | 2023-11-30 | [5 empty] | Barnstable | MA | Barnstable County, MA | 25001 | Eversource Wellfleet 976 | ISO-NE | Wellfleet 976 - EMA ASO |  | ISO-NE |  |  |  | Generation | type1: Solar; type2: Battery; mw1: 4.107 | Solar+Battery | 2022 | 2023
1289 | active | 2022-06-08 | 2025-07-31 | [5 empty] | Middlesex | MA | Middlesex County, MA | 25017 | Eversource West Pond 737 | ISO-NE | Group @ West Pond 737 - EMA ASO | NU | ISO-NE |  |  |  | Generation | type1: Solar; type2: Battery; mw1: 6.982 | Solar+Battery | 2022 | 2025
1290 | active | 2022-06-08 | 2023-11-30 | [5 empty] | Bristol | MA | Bristol County, MA | 25005 | Eversource Wing Lane 624 | ISO-NE | Group @ Wing Lane 624 - EMA ASO |  | ISO-NE |  |  |  | Generation | type1: Solar; type2: Battery; mw1: 14.979 | Solar+Battery | 2022 | 2023
1305 | active | 2022-09-09 | 2025-12-31 | [5 empty] | Worcester | MA | Worcester County, MA | 25027 | NG Feeder 335W1 (7U), Depot Street T1 and T2 | ISO-NE | Depot Street Substation  NG Hopedale West Group Study | NGRID | ISO-NE |  |  |  | Generation | type1: Solar; type2: Battery; mw1: 1.5 | Solar+Battery | 2022 | 2025
1347 | active | 2023-01-26 | 2025-07-27 | [5 empty] | Hartford | CT | Hartford County, CT | 9003 | Eversource Enfield 12C/Windsor Locks 14K | ISO-NE | Enfield DG Cluster |  | ISO-NE |  | Enfield DG Cluster |  | Generation | type1: Solar; type2: Battery; mw1: 18.77 | Solar+Battery | 2023 | 2025
1349 | active | 2023-01-26 | 2023-12-31 | [5 empty] | Hartford | CT | Hartford County, CT | 9003 | Eversource Scitico 27H/27H1 | ISO-NE | Scitico DG Cluster |  | ISO-NE |  | Scitico DG Cluster |  | Generation | type1: Solar; type2: Battery; mw1: 5.2 | Solar+Battery | 2023 | 2023
1404 | active | 2023-06-13 | [6 empty] | Franklin | MA | Franklin County, MA | 25011 | EE French King 21B | ISO-NE | Individual @ French King |  | ISO-NE |  |  |  | Generation | type1: Solar; type2: Battery; mw1: 2.2 | Solar+Battery | 2023
1405 | active | 2023-06-13 | 2024-12-31 | [5 empty] | Hampden | MA | Hampden County, MA | 25013 | EE SOUTHWICK 29A | ISO-NE | EE Group @ Southwick |  | ISO-NE |  |  |  | Generation | type1: Solar; type2: Battery; mw1: 7 | Solar+Battery | 2023 | 2024
1406 | active | 2023-06-13 | 2024-12-31 | [5 empty] | Berkshire | MA | Berkshire County, MA | 25003 | EE Doreen 19A | ISO-NE | EE Group @ Doreen |  | ISO-NE |  |  |  | Generation | type1: Solar; type2: Battery; mw1: 9.15 | Solar+Battery | 2023 | 2024
1407 | active | 2023-06-13 | 2024-12-31 | [5 empty] | Hampshire | MA | Hampshire County, MA | 25015 | EE BLANDFORD 19J | ISO-NE | EE Group @ Blandford |  | ISO-NE |  |  |  | Generation | type1: Solar; type2: Battery; mw1: 28.936 | Solar+Battery | 2023 | 2024
1408 | active | 2023-06-13 | 2024-12-31 | [5 empty] | Berkshire | MA | Berkshire County, MA | 25003 | EE Partridge 15E1 | ISO-NE | Individual @ Partridge |  | ISO-NE |  |  |  | Generation | type1: Solar; type2: Battery; mw1: 4 | Solar+Battery | 2023 | 2024
1413 | active | 2023-06-19 | 2026-12-31 | [5 empty] | Hampden | MA | Hampden County, MA | 25013 | EE Orchard 27A | ISO-NE | Group @ Orchard |  | ISO-NE |  |  |  | Generation | type1: Solar; type2: Battery; mw1: 4.04 | Solar+Battery | 2023 | 2026
1461 | active | 2023-10-18 | 2028-09-01 |  |  |  |  | System Impact Study | Rockingham | NH | Rockingham County, NH | 33015 | 400 Gosling Road, Portsmouth, New Hampshire. The project will interconnect to the 115kV Bus 1 & 2 at Schiller Substation, directly adjacent to the projects proposed location on the former coal storage space directly to the southeast of Schiller Substation. | ISO-NE | Battery Addition |  | ISO-NE |  |  | NRIS | Generation | type1: Oil; type2: Battery; mw1: 1.498 | Oil+Battery | 2023 | 2028
1465 | active | 2023-12-05 | 2024-12-31 | [5 empty] | Kennebec | ME | Kennebec County, ME | 23011 | CMP Augusta E/Puddledock/Bowman St 115 kV substation | ISO-NE | Augusta E/Puddledock/Bowman St 115 kV SS - Midcoast Area DG Study | CMP | ISO-NE |  |  |  | Generation | type1: Solar; type2: Battery; mw1: 18.61 | Solar+Battery | 2023 | 2024
1475 | active | 2023-12-18 | 2025-12-31 | [5 empty] | Essex | MA | Essex County, MA | 25009 | NG Newbury 60-4T | ISO-NE | NG NEMA Group DER Study |  | ISO-NE |  |  |  | Generation | type1: Solar; type2: Battery; mw1: 4.998 | Solar+Battery | 2023 | 2025
1484 | active | 2023-12-29 | 2024-12-31 | [5 empty] | Cumberland | ME | Cumberland County, ME | 23005 | CMP Moshers/Prides Corner 115 kV Substation | ISO-NE | CMP Moshers/Prides Corner 115 kV SS - Greater Portland Area DG Study | CMP | ISO-NE |  |  |  | Generation | type1: Solar; type2: Hydro; mw1: 3.99 | Solar+Hydro | 2023 | 2024
1489 | active | 2024-01-17 | 2025-07-27 | [5 empty] | Tolland | CT | Tolland County, CT | 9013 | EE Mansfield 12J | ISO-NE | EE Mansfield Center DG Cluster |  | ISO-NE |  | EE Mansfield Center DG Cluster |  | Generation | type1: Solar; type2: Battery; mw1: 10.799 | Solar+Battery | 2024 | 2025
1493 | active | 2024-01-26 | 2026-12-31 | [5 empty] | Middlesex | MA | Middlesex County, MA | 25017 | Eversource Medway 65 110B | ISO-NE | Medway 65 110B - 2023 EE GB ASO |  | ISO-NE |  |  |  | Generation | type1: Solar; type2: Battery; mw1: 3.9 | Solar+Battery | 2024 | 2026
1494 | active | 2024-01-26 | 2026-12-31 | [5 empty] | Norfolk | MA | Norfolk County, MA | 25021 | Eversource Walpole 146 110A | ISO-NE | Walpole 146 110A - 2023 EE GB ASO |  | ISO-NE |  |  |  | Generation | type1: Solar; type2: Battery; mw1: 4.99 | Solar+Battery | 2024 | 2026
1496 | active | 2024-02-07 | 2027-12-15 |  |  |  |  | System Impact Study | Hartford | CT | Hartford County, CT | 9003 | To interconnect at the POI of Broadleaf Storage, via a shared facility. It is connected as a tap at existing 345 kV line between N. Bloomfield to Agawam Line. POI is approximately 3.6 mi north of N. Bloomfield and 11.5 mi south of Agawam. | ISO-NE | Battery Storage addition(QP1192) |  | ISO-NE |  |  | NRIS | Generation | type1: Solar; type2: Battery; mw1: 101.1158 | Solar+Battery | 2024 | 2027
1526 | active | 2024-05-08 | 2026-12-31 | [5 empty] | Bristol | MA | Bristol County, MA | 25005 | EE STA_636 Industrial Park | ISO-NE | EE 2024 SEMA/Cape ASO Group Study |  | ISO-NE |  |  |  | Generation | type1: Solar; type2: Battery; mw1: 4.98 | Solar+Battery | 2024 | 2026
1527 | active | 2024-05-08 | 2026-12-31 | [5 empty] | Barnstable | MA | Barnstable County, MA | 25001 | EE STA_933 Falmouth | ISO-NE | EE 2024 SEMA/Cape ASO Group Study |  | ISO-NE |  |  |  | Generation | type1: Solar; type2: Battery; mw1: 2.5 | Solar+Battery | 2024 | 2026
1530 | active | 2024-05-08 | 2026-12-31 | [5 empty] | Bristol | MA | Bristol County, MA | 25005 | EE STA_624 Wing Lane | ISO-NE | EE 2024 SEMA/Cape ASO Group Study |  | ISO-NE |  |  |  | Generation | type1: Solar; type2: Battery; mw1: 4.999 | Solar+Battery | 2024 | 2026
1531 | active | 2024-05-08 | 2024-12-31 | [5 empty] | Plymouth | MA | Plymouth County, MA | 25023 | EE STA_745 Rochester | ISO-NE | EE 2024 SEMA/Cape ASO Group Study |  | ISO-NE |  |  |  | Generation | type1: Solar; type2: Battery; mw1: 4.98 | Solar+Battery | 2024 | 2024
1532 | active | 2024-05-08 | 2026-12-31 | [5 empty] | Plymouth | MA | Plymouth County, MA | 25023 | EE STA_727 Brook Street | ISO-NE | EE 2024 SEMA/Cape ASO Group Study |  | ISO-NE |  |  |  | Generation | type1: Solar; type2: Battery; mw1: 4.999 | Solar+Battery | 2024 | 2026
1533 | active | 2024-05-08 | 2026-12-31 | [5 empty] | Plymouth | MA | Plymouth County, MA | 25023 | EE STA_713 Tremont | ISO-NE | EE 2024 SEMA/Cape ASO Group Study |  | ISO-NE |  |  |  | Generation | type1: Solar; type2: Battery; mw1: 16.94 | Solar+Battery | 2024 | 2026
1534 | active | 2024-05-08 | 2026-12-31 | [5 empty] | Plymouth | MA | Plymouth County, MA | 25023 | EE STA_646 Crystal Spring | ISO-NE | EE 2024 SEMA/Cape ASO Group Study |  | ISO-NE |  |  |  | Generation | type1: Solar; type2: Battery; mw1: 4.98 | Solar+Battery | 2024 | 2026
1535 | active | 2024-05-08 | 2026-12-31 | [5 empty] | Barnstable | MA | Barnstable County, MA | 25001 | EE STA_946 Mashpee | ISO-NE | EE 2024 SEMA/Cape ASO Group Study |  | ISO-NE |  |  |  | Generation | type1: Solar; type2: Battery; mw1: 2.805 | Solar+Battery | 2024 | 2026
758 | active | 2018-04-26 | 2025-11-30 |  |  |  | Executed | IA Executed | Providence | RI | Providence County, RI | 44007 | NGRID 345kV Sherman Road (existing OSP I and II switchyard) | ISO-NE | Ocean State Power uprate | ISO-NE | ISO-NE |  |  | NRIS | Generation | type1: Gas; type2: Oil; mw1: 73.204 | Gas+Oil | 2018 | 2025
780 | active | 2018-09-11 | 2022-05-31 | [5 empty] | Middlesex | MA | Middlesex County, MA | 25017 | GRID Hendersonville 593 substation (593W1 and 593W4) | ISO-NE | Combined Reciprocating, Solar and Battery modification | NGRID | ISO-NE |  |  |  | Generation | Solar | Gas | Battery | 7.81 |  |  | Solar+Gas+Battery | 2018 | 2022
883 | active | 2019-04-24 | 2025-06-01 |  |  |  | Executed | IA Executed | Middlesex | MA | Middlesex County, MA | 25017 | Kendall CT and Kendall Steam 3: point where Eversource Line 875-539 connects to Eversource 115 kV bus at Station 875. Kendall Jet: point where Eversource breaker J1242 connects to A bus at Kendall Station. | ISO-NE | Kendall Combined Cycle increase | ISO-NE | ISO-NE |  |  | NRIS | Generation | type1: Gas; type2: Oil; mw1: 16.449 | Gas+Oil | 2019 | 2025
973 | active | 2020-03-25 | 2023-11-30 | [5 empty] | Plymouth | MA | Plymouth County, MA | 25023 | Eversource Brook St | ISO-NE | Eversource Group Study @ Brook St | NSTAR | ISO-NE |  |  |  | Generation | type1: Solar; type2: Battery; mw1: 9.778 | Solar+Battery | 2020 | 2023
974 | active | 2020-03-25 | 2023-11-30 | [5 empty] | Bristol | MA | Bristol County, MA | 25005 | Eversource Cross Road 651 | ISO-NE | Solar plus Battery | NSTAR | ISO-NE |  |  |  | Generation | type1: Solar; type2: Battery; mw1: 4.999 | Solar+Battery | 2020 | 2023
975 | active | 2020-03-25 | 2023-11-30 | [5 empty] | Plymouth | MA | Plymouth County, MA | 25023 | Eversource Crystal Spring 646 | ISO-NE | Eversource Group Study @ Crystal Spring | NSTAR | ISO-NE |  |  |  | Generation | type1: Solar; type2: Battery; mw1: 20.46 | Solar+Battery | 2020 | 2023
976 | active | 2020-03-25 | 2023-11-30 | [5 empty] | Bristol | MA | Bristol County, MA | 25005 | Eversource Industrial Park 636 | ISO-NE | Eversource Group Study @ Industrial Park | NSTAR | ISO-NE |  |  |  | Generation | type1: Solar; type2: Battery; mw1: 11.338 | Solar+Battery | 2020 | 2023
977 | active | 2020-03-25 | 2023-11-30 | [5 empty] | Plymouth | MA | Plymouth County, MA | 25023 | Eversource Wareham 714 | ISO-NE | Eversource Group Study @ Wareham | NSTAR | ISO-NE |  |  |  | Generation | type1: Solar; type2: Battery; mw1: 55.14 | Solar+Battery | 2020 | 2023
992 | active | 2020-04-09 | 2023-11-30 | [5 empty] | Bristol | MA | Bristol County, MA | 25005 | Eversource Arsene Street #654 | ISO-NE | Eversource Group @ Arsene St 654 |  | ISO-NE |  |  |  | Generation | type1: Solar; type2: Battery; mw1: 7 | Solar+Battery | 2020 | 2023
993 | active | 2020-04-09 | 2025-07-31 | [5 empty] | Plymouth | MA | Plymouth County, MA | 25023 | Eversource Brook St 727 | ISO-NE | Solar + Battery | NU | ISO-NE |  |  |  | Generation | type1: Solar; type2: Battery; mw1: 2 | Solar+Battery | 2020 | 2025
994 | active | 2020-04-09 | 2025-05-21 | [5 empty] | Middlesex | MA | Middlesex County, MA | 25017 | Eversource Burlington #391 | ISO-NE | Solar + battery | NU | ISO-NE |  |  |  | Generation | type1: Solar; type2: Battery; mw1: 5.5 | Solar+Battery | 2020 | 2025
995 | active | 2020-04-09 | 2023-11-30 | [5 empty] | Norfolk | MA | Norfolk County, MA | 25021 | Eversource Canton #470 | ISO-NE | Solar + Battery |  | ISO-NE |  |  |  | Generation | type1: Solar; type2: Battery; mw1: 5 | Solar+Battery | 2020 | 2023
996 | active | 2020-04-09 | 2023-11-30 | [5 empty] | Bristol | MA | Bristol County, MA | 25005 | Eversource Cross Rd #651 | ISO-NE | Eversource Group @ Cross Rd 651 |  | ISO-NE |  |  |  | Generation | type1: Solar; type2: Battery; mw1: 9.5 | Solar+Battery | 2020 | 2023
997 | active | 2020-04-09 | 2023-11-30 | [5 empty] | Middlesex | MA | Middlesex County, MA | 25017 | Eversource Crystal Spring 646 | ISO-NE | Eversource Group @ Crystal Spring 646 |  | ISO-NE |  |  |  | Generation | type1: Solar; type2: Battery; mw1: 7.499 | Solar+Battery | 2020 | 2023
998 | active | 2020-04-09 | 2023-11-30 | [5 empty] | Barnstable | MA | Barnstable County, MA | 25001 | Eversource Falmouth 933 | ISO-NE | Eversource Group @ Falmouth 993 |  | ISO-NE |  |  |  | Generation | type1: Solar; type2: Battery; mw1: 7.99 | Solar+Battery | 2020 | 2023
999 | active | 2020-04-09 | 2023-11-30 | [5 empty] | Bristol | MA | Bristol County, MA | 25005 | Eversource Fisher Rd 657 | ISO-NE | Eversource Group @ Fisher Rd Substation 657 |  | ISO-NE |  |  |  | Generation | type1: Solar; type2: Battery; mw1: 27.948 | Solar+Battery | 2020 | 2023
JEA-Q009 | active | 2021-07-07 | 2024-01-15 |  |  |  |  | In Progress (unknown study) | Duval | FL | Duval, FL | 12031 | Brandy Branch Sub | Southeast |  | Jacksonville Electric Authority | JEA |  |  | NRIS | Generation | type1: Solar; type2: Battery; mw1: 74.9 | Solar+Battery | 2021 | 2024
JEA-Q010 | active | 2024-05-09 | 2026-12-31 |  |  |  |  | Feasibility Study | Duval | FL | Duval, FL | 12031 | Miller | Southeast |  | Jacksonville Electric Authority | JEA |  |  | NRIS | Generation | type1: Solar; type2: Battery; mw1: 74.9 | Solar+Battery | 2024 | 2026
JEA-Q011 | active | 2024-05-09 | 2026-12-31 |  |  |  |  | Feasibility Study | Duval | FL | Duval, FL | 12031 | Caldwell | Southeast |  | Jacksonville Electric Authority | JEA |  |  | NRIS | Generation | type1: Solar; type2: Battery; mw1: 74.9 | Solar+Battery | 2024 | 2026
JEA-Q012 | active | 2024-05-09 | 2027-09-30 |  |  |  |  | Feasibility Study | Duval | FL | Duval, FL | 12031 | Peterson | Southeast |  | Jacksonville Electric Authority | JEA |  |  | NRIS | Generation | type1: Solar; type2: Battery; mw1: 74.9 | Solar+Battery | 2024 | 2027
Q100 | active | 2023-04-14 | 2030-11-30 |  |  |  | Application received | In Progress (unknown study) | Los Angeles | CA | Los Angeles County, CA | 6037 | Century 230kV | West |  | Los Angeles Department of Water and Power | LADWP |  |  |  | Generation | type1: Wind; type2: Battery; mw1: 1000 | Wind+Battery | 2023 | 2030
Q101 | active | 2023-04-14 | 2030-11-30 |  |  |  | Application received | In Progress (unknown study) | Los Angeles | CA | Los Angeles County, CA | 6037 | Wilmington 138kV | West |  | Los Angeles Department of Water and Power | LADWP |  |  |  | Generation | type1: Wind; type2: Battery; mw1: 1000 | Wind+Battery | 2023 | 2030
Q102 | active | 2023-04-28 | 2027-11-30 |  |  |  | Application received | In Progress (unknown study) | Mohave | AZ | Mohave County, AZ | 4015 | Marketplace 500kV | West |  | Los Angeles Department of Water and Power | LADWP |  |  |  | Generation | type1: Solar; type2: Battery; mw1: 930 | Solar+Battery | 2023 | 2027
Q92 | active | 2022-06-20 | 2025-12-31 |  |  |  | Application received | In Progress (unknown study) | San Bernardino | CA | San Bernardino County, CA | 6071 | Adelanto 500 KV Switchyard | West |  | Los Angeles Department of Water and Power | LADWP |  |  |  | Generation | type1: Solar; type2: Battery; mw1: 1650 | Solar+Battery | 2022 | 2025
Q93 | active | 2022-08-02 | 2025-12-31 |  |  |  | Application received | In Progress (unknown study) | Millard | UT | Millard County, UT | 49027 | IPP 345kV Switchyard | West |  | Los Angeles Department of Water and Power | LADWP | Intermountain Power Agency |  |  | Generation | type1: Solar; type2: Battery; mw1: 1000 | Solar+Battery | 2022 | 2025
Q96 | active | 2023-03-02 | 2030-11-30 |  |  |  | Application received | In Progress (unknown study) | Los Angeles | CA | Los Angeles County, CA | 6037 | Scattergood 230kV Switchyard | West |  | Los Angeles Department of Water and Power | LADWP |  |  |  | Generation | type1: Solar; type2: Battery; mw1: 1000 | Solar+Battery | 2023 | 2030
Q97 | active | 2023-03-02 | 2030-11-30 |  |  |  | Application received | In Progress (unknown study) | Los Angeles | CA | Los Angeles County, CA | 6037 | Haynes 230kV Switchyard | West |  | Los Angeles Department of Water and Power | LADWP |  |  |  | Generation | type1: Solar; type2: Battery; mw1: 1000 | Solar+Battery | 2023 | 2030
Q98 | active | 2023-03-02 | 2030-11-30 |  |  |  | Application received | In Progress (unknown study) | Los Angeles | CA | Los Angeles County, CA | 6037 | Haynes 230kV Switchyard | West |  | Los Angeles Department of Water and Power | LADWP |  |  |  | Generation | type1: Solar; type2: Battery; mw1: 1500 | Solar+Battery | 2023 | 2030
Q99 | active | 2023-02-28 | 2029-02-15 |  |  |  | Application received | In Progress (unknown study) | White Pine | NV | White Pine County, NV | 32033 | IPP-Gonder 230kV Line | West |  | Los Angeles Department of Water and Power | LADWP | Intermountain Power Agency |  |  | Generation | Solar | Wind | Battery | 800 |  |  | Solar+Wind+Battery | 2023 | 2029
LGE-GIS-2013-001 | active | 2013-08-23 | 2015-03-01 |  |  |  | LGIA signed | IA Executed | Jefferson | KY | Jefferson County, KY | 21111 | Cane Run Switching Station 138 kV uprate | Southeast |  | Louisville Gas & Electric and Kentucky Utilities Energy | LGE-KU |  |  | NRIS | Generation | type1: Gas; type2: Oil; mw1: 691 | Gas+Oil | 2013 | 2015
LGE-GIS-2021-017 | active | 2021-04-27 | 2026-12-31 |  |  |  |  | In Progress (unknown study) | Mason | KY | Mason County, KY | 21161 | Wedonia - Kenton 138 kV line | Southeast |  | Louisville Gas & Electric and Kentucky Utilities Energy | LGE-KU |  |  | NRIS | Generation | type1: Solar; type2: Battery; mw1: 100 | Solar+Battery | 2021 | 2026
LGE-GIS-2021-018 | active | 2021-05-01 | 2027-11-30 |  |  |  |  | In Progress (unknown study) | Bath | KY | Bath County, KY | 21011 | Spencer Road to Farmers Tap 138 kV line | Southeast |  | Louisville Gas & Electric and Kentucky Utilities Energy | LGE-KU |  |  | NRIS/ERIS | Generation | type1: Solar; type2: Battery; mw1: 110 | Solar+Battery | 2021 | 2027
LGE-GIS-2021-020 | active | 2021-06-24 | 2023-12-31 |  |  |  |  | In Progress (unknown study) | Mccracken | KY | McCracken County, KY | 21145 | Primary: Grahamville 161 kV bus; Alternate: Grahamville  Wickliffe 161 kV line | Southeast |  | Louisville Gas & Electric and Kentucky Utilities Energy | LGE-KU |  |  | NRIS/ERIS | Generation | type1: Solar; type2: Battery; mw1: 120 | Solar+Battery | 2021 | 2023
LGE-GIS-2022-007 | active | 2022-09-06 | 2026-10-01 |  |  |  |  | In Progress (unknown study) | Lincoln | KY | Lincoln County, KY | 21137 | West Garrard  Pineville 345 kV line | Southeast |  | Louisville Gas & Electric and Kentucky Utilities Energy | LGE-KU |  |  | NRIS/ERIS | Generation | type1: Solar; type2: Battery; mw1: 150 | Solar+Battery | 2022 | 2026
LGE-GIS-2023-004 | active | 2023-05-02 | 2027-09-01 |  |  |  |  | In Progress (unknown study) | Mercer | KY | Mercer County, KY | 21167 | Harrodsburg  West Cliff 69 kV line | Southeast |  | Louisville Gas & Electric and Kentucky Utilities Energy | LGE-KU |  |  | NRIS/ERIS | Generation | type1: Solar; type2: Battery; mw1: 89 | Solar+Battery | 2023 | 2027
LGE-GIS-2023-006 | active | 2023-07-24 | 2027-09-01 |  |  |  |  | In Progress (unknown study) | Daviess | KY | Daviess County, KY | 21059 | Zion to Green River Steel 69kV line | Southeast |  | Louisville Gas & Electric and Kentucky Utilities Energy | LGE-KU |  |  | NRIS/ERIS | Generation | type1: Solar; type2: Battery; mw1: 125 | Solar+Battery | 2023 | 2027
LGE-GIS-2024-001 | active | 2024-01-23 | 2027-12-31 |  |  |  |  | In Progress (unknown study) | Grayson | KY | Grayson County, KY | 21085 | Ohio CoLeitchfield 69 kV Line | Southeast |  | Louisville Gas & Electric and Kentucky Utilities Energy | LGE-KU |  |  | NRIS/ERIS | Generation | type1: Solar; type2: Battery; mw1: 75 | Solar+Battery | 2024 | 2027
J1198 | active | 2019-04-25 | 2023-04-01 |  |  | 2022-08-22 | GIA | IA Executed | Jasper | IL | Jasper County, IL | 17079 | Newton 345kV Substation | MISO |  | AMEREN ILLINOIS | MISO |  | DPP-2019 Central | NRIS | Generation | type1: Solar; type2: Battery; mw1: 51.8 | Solar+Battery | 2019 | 2023
J1199 | active | 2019-04-25 | 2023-06-01 |  |  |  | GIA | IA Executed | Fulton | IL | Fulton County, IL | 17057 | Duck Creek 345kV Substation | MISO |  | AMEREN ILLINOIS | MISO |  | DPP-2019 Central | NRIS | Generation | type1: Solar; type2: Battery; mw1: 20 | Solar+Battery | 2019 | 2023
J1200 | active | 2019-04-25 | 2024-06-01 |  |  | 2022-08-22 | GIA | IA Executed | Putnam | IL | Putnam County, IL | 17155 | Putnam 138kV Substation | MISO |  | AMEREN ILLINOIS | MISO |  | DPP-2019 Central | NRIS | Generation | type1: Solar; type2: Battery; mw1: 24.2 | Solar+Battery | 2019 | 2024
J1201 | active | 2019-04-25 | 2024-06-01 |  |  | 2022-08-22 | GIA | IA Executed | Montgomery | IL | Montgomery County, IL | 17135 | North Coffeen 138kV Substation | MISO |  | AMEREN ILLINOIS | MISO |  | DPP-2019 Central | NRIS | Generation | type1: Solar; type2: Battery; mw1: 44.2 | Solar+Battery | 2019 | 2024
J1202 | active | 2019-04-25 | 2024-06-01 |  |  | 2022-08-22 | GIA | IA Executed | Randolph | IL | Randolph County, IL | 17157 | Baldwin Plant 345kV Switchyard - Baldwin Unit 2 | MISO |  | AMEREN ILLINOIS | MISO |  | DPP-2019 Central | NRIS | Generation | type1: Solar; type2: Battery; mw1: 68.4 | Solar+Battery | 2019 | 2024
J1263 | active | 2019-04-29 | 2025-01-01 |  |  | 2023-07-20 | GIA | IA Executed | Clark | IL | Clark County, IL | 17023 | Casey - Kansas West 345kV Line | MISO |  | AMEREN ILLINOIS | MISO |  | DPP-2019 Central | NRIS | Generation | type1: Solar; type2: Battery; mw1: 408.6 | Solar+Battery | 2019 | 2025
J1269 | active | 2019-04-29 | 2025-07-01 |  |  | 2023-07-03 | GIA | IA Executed | Warrick | IN | Warrick County, IN | 18173 | Elliott 69kV Substation | MISO |  | Southern Indiana Gas & Electric Company d/b/a Vectren Energy Delivery of Indiana, Inc. | MISO |  | DPP-2019 Central | ERIS | Generation | type1: Solar; type2: Battery; mw1: 100 | Solar+Battery | 2019 | 2025
J1336 | active | 2019-04-29 | 2025-02-01 |  |  | 2023-01-30 | GIA | IA Executed | Jasper | IN | Jasper County, IN; Starke County, IN | 1807318149 | Schahfer - Burr Oak 345kV Line | MISO |  | NORTHERN INDIANA PUBLIC SERVICE COMPANY | MISO |  | DPP-2019 Central | NRIS | Generation | type1: Solar; type2: Battery; mw1: 199.5 | Solar+Battery | 2019 | 2025
J1339 | active | 2019-04-29 | 2025-08-01 |  |  | 2023-02-22 | GIA | IA Executed | Jasper | IN | Jasper County, IN; Starke County, IN | 1807318149 | Schahfer - Burr Oak 345kV Line | MISO |  | NORTHERN INDIANA PUBLIC SERVICE COMPANY | MISO |  | DPP-2019 Central | NRIS | Generation | type1: Solar; type2: Battery; mw1: 199.5 | Solar+Battery | 2019 | 2025
J1340 | active | 2019-04-29 | 2025-06-01 |  |  | 2023-02-22 | GIA | IA Executed | Jasper | IN | Jasper County, IN; Starke County, IN | 1807318149 | Schahfer - Burr Oak 345kV Line | MISO |  | NORTHERN INDIANA PUBLIC SERVICE COMPANY | MISO |  | DPP-2019 Central | NRIS | Generation | type1: Solar; type2: Battery; mw1: 199.5 | Solar+Battery | 2019 | 2025
J1408 | active | 2019-04-29 | 2026-06-15 |  |  | 2024-03-18 | GIA | IA Executed | Macoupin | IL | Macoupin County, IL | 17117 | Virden 138kV Substation | MISO |  | AMEREN ILLINOIS | MISO |  | DPP-2019 Central | NRIS | Generation | Solar | Wind | Battery | 100 |  |  | Solar+Wind+Battery | 2019 | 2026
J1422 | active | 2019-04-29 | 2024-10-20 |  |  | 2024-04-17 | GIA | IA Executed | Edwards | IL | Edwards County, IL | 17047 | Albion - Olney 138 kV Line Tap | MISO |  | AMEREN ILLINOIS | MISO |  | DPP-2019 Central | NRIS | Generation | type1: Solar; type2: Battery; mw1: 150 | Solar+Battery | 2019 | 2024
J1572 | active | 2020-06-23 | 2023-10-15 |  |  |  | Post-Phase 3 | In Progress (unknown study) | Faribault | MN | Faribault County, MN | 27043 | Huntley to Blue Earth 161kV | MISO |  | NORTHERN STATES POWER COMPANY | MISO |  | DPP-2020 West | NRIS | Generation | type1: Solar; type2: Battery; mw1: 150 | Solar+Battery | 2020 | 2023
J1586 | active | 2020-06-25 | 2025-06-01 |  |  | 2023-06-15 | Phase 2 | Cluster Study | Calhoun | MI | Calhoun County, MI | 26025 | Argenta to Tompkins 345kV line | MISO |  | ITC | MISO |  | DPP-2020 East (ITC) | NRIS | Generation | type1: Solar; type2: Battery; mw1: 499 | Solar+Battery | 2020 | 2025
J1599 | active | 2020-06-23 | 2025-09-01 |  |  |  | Phase 3 | Cluster Study | Iberia Parish | LA | Iberia Parish, LA | 22045 | Morbihan - Hopkins 138kV | MISO |  | CLECO POWER | MISO |  | DPP-2020 South | NRIS | Generation | type1: Solar; type2: Battery; mw1: 100 | Solar+Battery | 2020 | 2025
J1642 | active | 2022-02-17 | 2023-10-15 |  |  |  | Phase 1 | Cluster Study | Spencer | IN | Spencer County, IN | 18147 | North East (Castle) - Culley 138kV | MISO |  | Southern Indiana Gas & Electric Company d/b/a Centerpoint Energy Indiana South | MISO |  | DPP-2020 Central | NRIS | Generation | type1: Solar; type2: Battery; mw1: 200 | Solar+Battery | 2022 | 2023
J1686 | active | 2022-07-07 | 2026-09-01 |  |  | 2023-10-18 | Phase 3 | Cluster Study | Evangeline Parish | LA | Evangeline Parish, LA | 22039 | Coughlin - Plaisance 138 kV | MISO |  | CLECO POWER | MISO |  | DPP-2020 South | NRIS | Generation | type1: Solar; type2: Battery; mw1: 100 | Solar+Battery | 2022 | 2026
J1779 | active | 2021-09-01 | 2027-10-27 |  |  |  | Phase 3 | Cluster Study | Dane | WI | Dane County, WI | 55025 | Rockdale | MISO |  | AMERICAN TRANSMISSION COMPANY | MISO |  | DPP-2020 East (ATC) | NRIS | Generation | type1: Solar; type2: Battery; mw1: 200 | Solar+Battery | 2021 | 2027
J1846 | active | 2021-07-22 | 2024-09-01 |  |  |  | Study Not Started | In Progress (unknown study) | Renville | MN | Renville County, MN | 27129 | Panther 230kV Substation | MISO |  | GREAT RIVER ENERGY | MISO |  | DPP-2021 West | NRIS | Generation | type1: Solar; type2: Battery; mw1: 200 | Solar+Battery | 2021 | 2024
J1891 | active | 2021-08-19 | 2024-10-31 |  |  |  | Phase 1 | Cluster Study | Attala | MS | Attala County, MS | 28007 | 230 kV McAdams Substation | MISO |  | ENTERGY MISSISSIPPI, LLC. | MISO |  | DPP-2021 South | NRIS | Generation | type1: Solar; type2: Battery; mw1: 200 | Solar+Battery | 2021 | 2024
J1897 | active | 2021-12-14 | 2024-08-15 |  |  |  | Phase 1 | Cluster Study | Mississippi | AR | Mississippi County, AR | 5093 | DELL EHV - SAN SOUCI 500.0kV | MISO |  | ENTERGY ARKANSAS | MISO |  | DPP-2021 South | NRIS | Generation | type1: Solar; type2: Battery; mw1: 500 | Solar+Battery | 2021 | 2024
J1899 | active | 2021-12-22 | 2024-08-15 |  |  |  | Phase 1 | Cluster Study | Mississippi | AR | Mississippi County, AR | 5093 | DELL EHV - SAN SOUCI 500.0kV | MISO |  | ENTERGY ARKANSAS | MISO |  | DPP-2021 South | NRIS | Generation | type1: Solar; type2: Battery; mw1: 500 | Solar+Battery | 2021 | 2024
J1946 | active | 2021-08-19 | 2024-10-30 |  |  |  | Phase 1 | Cluster Study | Jasper | MS | Jasper County, MS | 28061 | 230 kV Missionary Substation | MISO |  | COOPERATIVE ENERGY | MISO |  | DPP-2021 South | NRIS | Generation | type1: Solar; type2: Battery; mw1: 350 | Solar+Battery | 2021 | 2024
J2041 | active | 2021-08-12 | 2025-09-01 |  |  |  | Phase 1 | Cluster Study | Jefferson | TX | Jefferson County, TX | 48245 | Amelia North substation | MISO |  | ENTERGY TEXAS, INC. | MISO |  | DPP-2021 South | NRIS | Generation | type1: Solar; type2: Battery; mw1: 200 | Solar+Battery | 2021 | 2025
J2056 | active | 2021-08-12 | 2025-12-31 |  |  |  | Phase 1 | Cluster Study | Lenawee | MI | Lenawee County, MI | 26091 | Morocco to Beecher 138 kV line | MISO |  | METC | MISO |  | DPP-2021 East (ITC) | NRIS | Generation | type1: Solar; type2: Battery; mw1: 200 | Solar+Battery | 2021 | 2025
J2057 | active | 2021-08-25 | 2024-04-15 |  |  |  | Phase 1 | Cluster Study | Montcalm | MI | Montcalm County, MI | 26117 | Nelson Road to Kenowa 345 kV line | MISO |  | METC | MISO |  | DPP-2021 East (ITC) | NRIS | Generation | type1: Solar; type2: Battery; mw1: 100 | Solar+Battery | 2021 | 2024
J2069 | active | 2021-11-30 | 2024-09-01 |  |  |  | Phase 1 | Cluster Study | Montcalm | MI | Montcalm County, MI | 26117 | Eureka - Vestaburg 138kV Transmission Line (J1379 POI) | MISO |  | ITC | MISO |  | DPP-2021 East (ITC) | NRIS | Generation | type1: Solar; type2: Battery; mw1: 100 | Solar+Battery | 2021 | 2024
J2072 | active | 2021-08-23 | 2024-10-30 |  |  |  | Phase 1 | Cluster Study | Grant | AR | Grant County, AR | 5053 | Woodward 115kV - H.S. EHV 115 kV | MISO |  | ENTERGY ARKANSAS | MISO |  | DPP-2021 South | NRIS | Generation | type1: Solar; type2: Battery; mw1: 100 | Solar+Battery | 2021 | 2024
J2073 | active | 2021-11-29 | 2024-10-15 |  |  |  | Phase 1 | Cluster Study | Ohio | KY | Ohio County, KY | 21183 | 345 kV Wilson Substation | MISO |  | BIG RIVERS ELECTRIC CORPORATION | MISO |  | DPP-2021 Central | NRIS | Generation | type1: Solar; type2: Battery; mw1: 91.53 | Solar+Battery | 2021 | 2024
J2114 | active | 2021-12-01 | 2024-08-01 |  |  |  | Phase 1 | Cluster Study | Tyler | TX | Tyler County, TX | 48457 | DOUCETTE to DEER 138 kV | MISO |  | ENTERGY TEXAS, INC. | MISO |  | DPP-2021 South | NRIS | Generation | type1: Solar; type2: Battery; mw1: 140 | Solar+Battery | 2021 | 2024
J2119 | active | 2022-01-18 | 2025-11-30 |  |  |  | Phase 1 | Cluster Study | Hillsdale | MI | Hillsdale County, MI | 26059 | Other_ | MISO |  | ITC | MISO |  | DPP-2021 East (ITC) | NRIS | Generation | type1: Solar; type2: Battery; mw1: 50 | Solar+Battery | 2022 | 2025
J2127 | active | 2021-08-23 | 2024-04-15 |  |  |  | Phase 1 | Cluster Study | Jefferson Davis | MS | Jefferson Davis County, MS | 28065 | Silver Creek 115kV | MISO |  | COOPERATIVE ENERGY | MISO |  | DPP-2021 South | NRIS | Generation | type1: Solar; type2: Battery; mw1: 172.5 | Solar+Battery | 2021 | 2024
J2128 | active | 2021-08-13 | 2024-08-31 |  |  |  | Phase 1 | Cluster Study | Coles | IL | Coles County, IL | 17029 | Farady to Kansas 345 kV | MISO |  | AMEREN ILLINOIS | MISO |  | DPP-2021 Central | NRIS | Generation | type1: Wind; type2: Battery; mw1: 300 | Wind+Battery | 2021 | 2024
J2129 | active | 2021-08-26 | 2024-04-15 |  |  |  | Phase 1 | Cluster Study | Barry | MI | Barry County, MI | 26015 | Bradley 138 kV Substation | MISO |  | WOLVERINE POWER SUPPLY COOPERATIVE | MISO |  | DPP-2021 East (ITC) | NRIS | Generation | type1: Solar; type2: Battery; mw1: 150 | Solar+Battery | 2021 | 2024
J2133 | active | 2021-08-26 | 2024-04-15 |  |  |  | Phase 1 | Cluster Study | White | AR | White County, AR | 5145 | Garner 115 kV Substation | MISO |  | ENTERGY ARKANSAS | MISO |  | DPP-2021 South | NRIS | Generation | type1: Solar; type2: Battery; mw1: 100 | Solar+Battery | 2021 | 2024
J2139 | active | 2021-09-02 | 2024-09-01 |  |  |  | Phase 1 | Cluster Study | Livingston | MI | Livingston County, MI | 26093 | 345kV Blackfoot-Madrid Line | MISO |  | ITC | MISO |  | DPP-2021 East (ITC) | NRIS | Generation | type1: Solar; type2: Battery; mw1: 250 | Solar+Battery | 2021 | 2024
J2142 | active | 2021-11-03 | 2024-08-01 |  |  |  | Phase 1 | Cluster Study | Adair | MO | Adair County, MO | 29001 | Maywood - Zachary 345 kV line | MISO |  | AMEREN MISSOURI | MISO |  | DPP-2021 Central | NRIS | Generation | type1: Solar; type2: Battery; mw1: 150 | Solar+Battery | 2021 | 2024
J2145 | active | 2021-11-29 | 2024-10-15 |  |  |  | Phase 1 | Cluster Study | Ohio | KY | Ohio County, KY | 21183 | 345 kV Wilson Substation | MISO |  | BIG RIVERS ELECTRIC CORPORATION | MISO |  | DPP-2021 Central | NRIS | Generation | type1: Solar; type2: Battery; mw1: 50 | Solar+Battery | 2021 | 2024
J2151 | active | 2021-08-12 | 2025-08-01 |  |  |  | Phase 1 | Cluster Study | Saline | IL | Saline County, IL | 17165 | Muddy to West Frankfort 138 kV line | MISO |  | AMEREN ILLINOIS | MISO |  | DPP-2021 Central | NRIS | Generation | type1: Solar; type2: Battery; mw1: 150 | Solar+Battery | 2021 | 2025
J2152 | active | 2023-11-30 | 2025-09-01 |  |  |  | Phase 1 | Cluster Study | Tangipahoa Parish | LA | Tangipahoa Parish, LA | 22105 | INDEPENDENCE [LA] - HAMMOND 230.0kV | MISO |  | ENTERGY LOUISIANA | MISO |  | DPP-2021 South | NRIS | Generation | type1: Solar; type2: Battery; mw1: 120 | Solar+Battery | 2023 | 2025
J2153 | active | 2021-08-11 | 2025-09-01 |  |  |  | Phase 1 | Cluster Study | Ashley | AR | Ashley County, AR | 5003 | Ashley County Switchyard | MISO |  | ENTERGY ARKANSAS | MISO |  | DPP-2021 South | NRIS | Generation | type1: Solar; type2: Battery; mw1: 200 | Solar+Battery | 2021 | 2025
J2154 | active | 2021-08-12 | 2024-10-01 |  |  |  | Phase 1 | Cluster Study | Calcasieu Parish | LA | Calcasieu Parish, LA | 22019 | Carlyss - Nelson 230kV | MISO |  | ENTERGY LOUISIANA | MISO |  | DPP-2021 South | ERIS | Generation | type1: Solar; type2: Battery; mw1: 150 | Solar+Battery | 2021 | 2024
J2171 | active | 2022-03-25 | 2024-05-01 |  |  |  | Phase 1 | Cluster Study | Perry | IL | Perry County, IL | 17145 | Aster to Commodore | MISO |  | AMEREN ILLINOIS | MISO |  | DPP-2021 Central | NRIS | Generation | type1: Solar; type2: Wind; mw1: 500 | Solar+Wind | 2022 | 2024
J2172 | active | 2022-03-28 | 2025-11-30 |  |  |  | Phase 1 | Cluster Study | Mcdonough | IL | McDonough County, IL | 17109 | Macomb Northeast | MISO |  | AMEREN ILLINOIS | MISO |  | DPP-2021 Central | NRIS | Generation | type1: Solar; type2: Battery; mw1: 100 | Solar+Battery | 2022 | 2025
J2173 | active | 2021-08-23 | 2024-04-15 |  |  |  | Phase 1 | Cluster Study | Hinds | MS | Hinds County, MS | 28049 | BOLTON | MISO |  | ENTERGY MISSISSIPPI, LLC. | MISO |  | DPP-2021 South | NRIS | Generation | type1: Solar; type2: Battery; mw1: 396 | Solar+Battery | 2021 | 2024
J2184 | active | 2021-08-23 | 2024-04-15 |  |  |  | Phase 1 | Cluster Study | Monroe | AR | Monroe County, AR | 5095 | Brinkley West Substation 115kV | MISO |  | ENTERGY ARKANSAS | MISO |  | DPP-2021 South | NRIS | Generation | type1: Solar; type2: Battery; mw1: 100 | Solar+Battery | 2021 | 2024
J2190 | active | 2021-08-24 | 2027-08-01 |  |  |  | Phase 1 | Cluster Study | Mississippi | AR | Mississippi County, AR | 5093 | Dell to San Souci 500kv | MISO |  | ENTERGY ARKANSAS | MISO |  | DPP-2021 South | NRIS | Generation | type1: Solar; type2: Battery; mw1: 500 | Solar+Battery | 2021 | 2027
J2193 | active | 2021-11-30 | 2024-09-01 |  |  |  | Phase 1 | Cluster Study | Waushara | WI | Waushara County, WI | 55137 | Sand Lake 138kV Substation | MISO |  | AMERICAN TRANSMISSION COMPANY | MISO |  | DPP-2021 East (ATC) | NRIS | Generation | type1: Solar; type2: Battery; mw1: 100 | Solar+Battery | 2021 | 2024
J2196 | active | 2021-08-17 | 2028-04-30 |  |  |  | Phase 1 | Cluster Study | Montgomery | IL | Montgomery County, IL | 17135 | AUSTIN 138 KV | MISO |  | AMEREN ILLINOIS | MISO |  | DPP-2021 Central | NRIS | Generation | Solar | Wind | Battery | 100 |  |  | Solar+Wind+Battery | 2021 | 2028
J2201 | active | 2021-12-07 | 2024-11-29 |  |  |  | Phase 1 | Cluster Study | Harrison | IN | Harrison County, IN | 18061 | Kenzig Road - HE Ramsey 345.0kV | MISO |  | DUKE ENERGY INDIANA | MISO |  | DPP-2021 Central | NRIS | Generation | type1: Solar; type2: Battery; mw1: 200 | Solar+Battery | 2021 | 2024
J2205 | active | 2021-08-12 | 2024-09-01 |  |  |  | Phase 1 | Cluster Study | Callaway | MO | Callaway County, MO | 29027 | J1145 New 345kV POI Substation (Ameren Overton-Montgomery 345kV Line) | MISO |  | AMEREN MISSOURI | MISO |  | DPP-2021 Central | NRIS | Generation | type1: Solar; type2: Battery; mw1: 300 | Solar+Battery | 2021 | 2024
J2219 | active | 2021-07-22 | 2024-09-01 |  |  |  | Study Not Started | In Progress (unknown study) | Olmsted | MN | Olmsted County, MN | 27109 | Rochester - Wabaco 161kV Line (Dairyland Power) | MISO |  | DAIRYLAND POWER COOPERATIVE | MISO |  | DPP-2021 West | NRIS | Generation | type1: Solar; type2: Battery; mw1: 180 | Solar+Battery | 2021 | 2024
J2238 | active | 2022-03-18 | 2024-02-15 |  |  |  | Phase 1 | Cluster Study | Maries | MO | Maries County, MO | 29125 | The Franks (Bus #300041) - Bland (Bus #344154) 345 kV Line | MISO |  | AMEREN MISSOURI | MISO |  | DPP-2021 Central | NRIS | Generation | type1: Solar; type2: Battery; mw1: 200 | Solar+Battery | 2022 | 2024
J2242 | active | 2021-08-23 | 2024-10-30 |  |  |  | Phase 1 | Cluster Study | Polk | TX | Polk County, TX | 48373 | SHECO | MISO |  | ENTERGY TEXAS, INC. | MISO |  | DPP-2021 South | NRIS | Generation | type1: Solar; type2: Battery; mw1: 100 | Solar+Battery | 2021 | 2024
J2265 | active | 2021-09-07 | 2024-02-15 |  |  |  | Phase 1 | Cluster Study | Bollinger | MO | Bollinger County, MO | 29017 | St. Francois (Bus #345773) - Lutesville (Bus #344974) 345 kV Line | MISO |  | AMEREN MISSOURI | MISO |  | DPP-2021 Central | NRIS | Generation | type1: Solar; type2: Battery; mw1: 200 | Solar+Battery | 2021 | 2024
J2266 | active | 2022-03-24 | 2025-03-31 |  |  |  | Phase 1 | Cluster Study | Edgar | IL | Edgar County, IL | 17045 | Kansas (endpoint A) - Sugar Creek (endpoint B) 345 kV | MISO |  | AMEREN ILLINOIS | MISO |  | DPP-2021 Central | NRIS | Generation | type1: Solar; type2: Battery; mw1: 175 | Solar+Battery | 2022 | 2025
J2267 | active | 2022-03-24 | 2025-03-31 |  |  |  | Phase 1 | Cluster Study | Williamson | IL | Williamson County, IL | 17199 | 345 kV Stilleys Substation | MISO |  | AMEREN ILLINOIS | MISO |  | DPP-2021 Central | NRIS | Generation | type1: Solar; type2: Battery; mw1: 250 | Solar+Battery | 2022 | 2025
J2272 | active | 2021-07-22 | 2024-09-01 |  |  |  | Study Not Started | In Progress (unknown study) | Clinton | IA | Clinton County, IA | 19045 | 161kV East Calamus Substation | MISO |  | ITC MIDWEST | MISO |  | DPP-2021 West | NRIS | Generation | type1: Solar; type2: Battery; mw1: 250 | Solar+Battery | 2021 | 2024
J2273 | active | 2022-03-24 | 2024-03-31 |  |  |  | Phase 1 | Cluster Study | Clinton | IL | Clinton County, IL | 17027 | Tabor 138kV Substation | MISO |  | AMEREN ILLINOIS | MISO |  | DPP-2021 Central | NRIS | Generation | type1: Solar; type2: Battery; mw1: 175 | Solar+Battery | 2022 | 2024
J2274 | active | 2021-07-21 | 2024-10-01 |  |  |  | Phase 1 | Cluster Study | Lincoln | MO | Lincoln County, MO | 29113 | Pike - Troy 161kV | MISO |  | AMEREN MISSOURI | MISO |  | DPP-2021 Central | NRIS | Generation | type1: Solar; type2: Battery; mw1: 170 | Solar+Battery | 2021 | 2024
J2276 | active | 2022-04-11 | 2022-01-01 |  |  |  | Study Not Started | In Progress (unknown study) | Douglas | MN | Douglas County, MN | 27041 | ALEXANDRIA | MISO |  | MISSOURI RIVER ENERGY SERVICES - TRANSMISSION | MISO |  | DPP-2021 West | NRIS | Generation | type1: Solar; type2: Wind; mw1: 39.5 | Solar+Wind | 2022 | 2022
J2279 | active | 2021-07-21 | 2025-08-01 |  |  |  | Phase 1 | Cluster Study | Ionia | MI | Ionia County, MI | 26067 | Burnips to Tremaine 138 kV line | MISO |  | WOLVERINE POWER SUPPLY COOPERATIVE | MISO |  | DPP-2021 East (ITC) | NRIS | Generation | type1: Solar; type2: Battery; mw1: 150 | Solar+Battery | 2021 | 2025
J2301 | active | 2022-03-28 | 2025-11-30 |  |  |  | Phase 1 | Cluster Study | Vigo | IN | Vigo County, IN | 18167 | Other_ | MISO |  | DUKE ENERGY INDIANA | MISO |  | DPP-2021 Central | NRIS | Generation | type1: Solar; type2: Battery; mw1: 100 | Solar+Battery | 2022 | 2025
J2302 | active | 2021-11-10 | 2024-08-01 |  |  |  | Phase 1 | Cluster Study | St. Helena Parish | LA | St. Helena Parish, LA | 22091 | McKnight to Victor J. Daniel 500kV Line | MISO |  | ENTERGY LOUISIANA | MISO |  | DPP-2021 South | NRIS | Generation | type1: Solar; type2: Battery; mw1: 400 | Solar+Battery | 2021 | 2024
J2324 | active | 2022-09-08 | 2027-02-24 |  |  |  | Study Not Started | In Progress (unknown study) | Winnebago | IL | Winnebago County, IL | 17201 | Shirland Ave Tap (Y-54) to Shaw 69kV | MISO |  | AMERICAN TRANSMISSION COMPANY | MISO |  | DPP-2022 East (ATC) | NRIS | Generation | type1: Solar; type2: Battery; mw1: 35 | Solar+Battery | 2022 | 2027
J2336 | active | 2022-09-13 | 2025-08-29 |  |  |  | Study Not Started | In Progress (unknown study) | Union Parish | LA | Union Parish, LA | 22111 | Sterlington - Downsville 115 kV Line | MISO |  | ENTERGY LOUISIANA | MISO |  | DPP-2022 South | NRIS | Generation | type1: Solar; type2: Battery; mw1: 125 | Solar+Battery | 2022 | 2025
J2382 | active | 2022-09-14 | 2026-04-24 |  |  |  | Phase 1 | Cluster Study | Randolph | MO | Randolph, MO | 29175 | 5ADAIR - 5THMHIL (AECI) 161 kV | MISO |  | AMEREN MISSOURI | MISO |  | DPP-2022 Central | NRIS | Generation | type1: Solar; type2: Battery; mw1: 115 | Solar+Battery | 2022 | 2026
J2388 | active | 2022-09-15 | 2026-09-30 |  |  |  | Phase 1 | Cluster Study | Macon | IL | Macon County, IL | 17115 | Faraday 345kV | MISO |  | AMEREN TRANSMISSION COMPANY OF ILLINOIS | MISO |  | DPP-2022 Central | NRIS | Generation | type1: Solar; type2: Battery; mw1: 200 | Solar+Battery | 2022 | 2026
J2389 | active | 2022-09-15 | 2026-09-30 |  |  |  | Phase 1 | Cluster Study | Adams | IL | Adams County, IL | 17001 | Monument 138kV | MISO |  | AMEREN ILLINOIS | MISO |  | DPP-2022 Central | NRIS | Generation | type1: Solar; type2: Battery; mw1: 150 | Solar+Battery | 2022 | 2026
J2390 | active | 2022-09-15 | 2026-09-30 |  |  |  | Phase 1 | Cluster Study | Fulton | IL | Fulton County, IL | 17057 | Ipava 138kV | MISO |  | AMEREN ILLINOIS | MISO |  | DPP-2022 Central | NRIS | Generation | type1: Solar; type2: Battery; mw1: 350 | Solar+Battery | 2022 | 2026
J2397 | active | 2022-09-15 | 2025-05-31 |  |  |  | Study Not Started | In Progress (unknown study) | Calhoun | AR | Calhoun County, AR | 5013 | SHERIDAN EHV - EL DORADO EHV 500 kV (851.1) | MISO |  | ENTERGY ARKANSAS | MISO |  | DPP-2022 South | ERIS | Generation | type1: Solar; type2: Battery; mw1: 160 | Solar+Battery | 2022 | 2025
J2456 | active | 2022-09-14 | 2027-03-01 |  |  |  | Study Not Started | In Progress (unknown study) | Phillips | AR | Phillips County, AR | 5107 | AECC AUBREY-RITCHIE SES SWITCHYARD 230 KV | MISO |  | ENTERGY ARKANSAS | MISO |  | DPP-2022 South | NRIS | Generation | type1: Solar; type2: Battery; mw1: 100 | Solar+Battery | 2022 | 2027
J2474 | active | 2022-09-15 | 2026-09-30 |  |  |  | Phase 1 | Cluster Study | Sangamon | IL | Sangamon County, IL | 17167 | 4Austin to 4Virden 138kV t-line | MISO |  | AMEREN ILLINOIS | MISO |  | DPP-2022 Central | NRIS | Generation | type1: Solar; type2: Battery; mw1: 100 | Solar+Battery | 2022 | 2026
J2476 | active | 2022-09-15 | 2026-09-30 |  |  |  | Phase 1 | Cluster Study | Fayette | IL | Fayette County, IL | 17051 | Otego 138kV | MISO |  | AMEREN ILLINOIS | MISO |  | DPP-2022 Central | NRIS | Generation | type1: Solar; type2: Battery; mw1: 150 | Solar+Battery | 2022 | 2026
J2564 | active | 2022-09-14 | 2025-05-31 |  |  |  | Phase 1 | Cluster Study | Montgomery | IN | Montgomery County, IN | 18107 | 138kV Crawfordsville | MISO |  | DUKE ENERGY INDIANA | MISO |  | DPP-2022 Central | NRIS | Generation | type1: Solar; type2: Battery; mw1: 18.9 | Solar+Battery | 2022 | 2025
J2574 | active | 2022-09-14 | 2027-09-30 |  |  |  | Study Not Started | In Progress (unknown study) | Arkansas | AR | Arkansas County, AR | 5001 | STUTTGART RICUSKEY - WOODWARD 230 SUB 230.0kV | MISO |  | ENTERGY ARKANSAS | MISO |  | DPP-2022 South | NRIS | Generation | type1: Solar; type2: Battery; mw1: 172 | Solar+Battery | 2022 | 2027
J2593 | active | 2022-09-14 | 2026-04-24 |  |  |  | Phase 1 | Cluster Study | Gasconade | MO | Gasconade County, MO | 29073 | Bland 138 kV Substation | MISO |  | AMEREN MISSOURI | MISO |  | DPP-2022 Central | NRIS | Generation | type1: Solar; type2: Battery; mw1: 140 | Solar+Battery | 2022 | 2026
J2598 | active | 2022-09-14 | 2026-06-30 |  |  |  | Phase 1 | Cluster Study | Mower | MN | Mower County, MN | 27099 | Adams to Hayward 161 kV Tap | MISO |  | ITC MIDWEST | MISO |  | DPP-2022 West | NRIS | Generation | type1: Solar; type2: Battery; mw1: 198 | Solar+Battery | 2022 | 2026
J2615 | active | 2022-09-15 | 2026-09-30 |  |  |  | Phase 1 | Cluster Study | Warren | IN | Warren County, IN | 18171 | FB Culley to Dubois Transmission Line | MISO |  | Southern Indiana Gas & Electric Company d/b/a Centerpoint Energy Indiana South | MISO |  | DPP-2022 Central | NRIS | Generation | type1: Solar; type2: Battery; mw1: 145 | Solar+Battery | 2022 | 2026
J2616 | active | 2022-09-15 | 2026-09-30 |  |  |  | Study Not Started | In Progress (unknown study) | Acadia Parish | LA | Acadia Parish, LA | 22001 | Scanlan (Cajun) to Bosco SS 138 kV line | MISO |  | ENTERGY LOUISIANA | MISO |  | DPP-2022 South | NRIS | Generation | type1: Solar; type2: Battery; mw1: 100 | Solar+Battery | 2022 | 2026
J2617 | active | 2022-09-15 | 2026-09-30 |  |  |  | Study Not Started | In Progress (unknown study) | Van Buren | MI | Van Buren County, MI | 26159 | Palisades to Argenta 345 kV | MISO |  | METC | MISO |  | DPP-2022 East (ITC) | NRIS | Generation | type1: Solar; type2: Battery; mw1: 240 | Solar+Battery | 2022 | 2026
J2619 | active | 2022-09-15 | 2026-09-30 |  |  |  | Study Not Started | In Progress (unknown study) | Montcalm | MI | Montcalm County, MI | 26117 | Kenowa to Nelson Rd. 345kV | MISO |  | METC | MISO |  | DPP-2022 East (ITC) | NRIS | Generation | type1: Solar; type2: Battery; mw1: 140 | Solar+Battery | 2022 | 2026
J2625 | active | 2022-09-15 | 2026-09-30 |  |  |  | Phase 1 | Cluster Study | Marion | MO | Marion County, MO | 29127 | Maywood 345kV | MISO |  | AMEREN TRANSMISSION COMPANY OF ILLINOIS | MISO |  | DPP-2022 Central | NRIS | Generation | type1: Solar; type2: Battery; mw1: 100 | Solar+Battery | 2022 | 2026
J2648 | active | 2022-09-15 | 2027-09-02 |  |  |  | Phase 1 | Cluster Study | Champaign | IL | Champaign County, IL | 17019 | Sidney 138 kV | MISO |  | AMEREN ILLINOIS | MISO |  | DPP-2022 Central | NRIS | Generation | type1: Solar; type2: Battery; mw1: 135 | Solar+Battery | 2022 | 2027
J2665 | active | 2022-09-15 | 2027-09-01 |  |  |  | Phase 1 | Cluster Study | Mercer | ND | Mercer County, ND | 38057 | Coyote Switchyard 345kV Substation | MISO |  | MONTANA-DAKOTA UTILITIES CO. | MISO |  | DPP-2022 West | NRIS | Generation | type1: Solar; type2: Battery; mw1: 347 | Solar+Battery | 2022 | 2027
J2687 | active | 2022-09-15 | 2026-09-30 |  |  |  | Phase 1 | Cluster Study | Hancock | IN | Hancock County, IN | 18059 | Sunnyside to Gwynneville 345kV line | MISO |  | INDIANAPOLIS POWER & LIGHT COMPANY | MISO |  | DPP-2022 Central | NRIS | Generation | type1: Solar; type2: Battery; mw1: 300 | Solar+Battery | 2022 | 2026
J2688 | active | 2022-09-15 | 2026-05-26 |  |  |  | Study Not Started | In Progress (unknown study) | Newton | TX | Newton County, TX | 48351 | NEWTON 138 kV | MISO |  | ENTERGY TEXAS, INC. | MISO |  | DPP-2022 South | NRIS | Generation | type1: Solar; type2: Battery; mw1: 130 | Solar+Battery | 2022 | 2026
J2689 | active | 2022-09-15 | 2026-05-26 |  |  |  | Study Not Started | In Progress (unknown study) | Liberty | TX | Liberty County, TX | 48291 | JACINTO 230 kV | MISO |  | ENTERGY TEXAS, INC. | MISO |  | DPP-2022 South | NRIS | Generation | type1: Solar; type2: Battery; mw1: 180 | Solar+Battery | 2022 | 2026
J2690 | active | 2022-09-15 | 2027-04-15 |  |  |  | Phase 1 | Cluster Study | Washington | IL | Washington County, IL | 17189 | Other_ | MISO |  | AMEREN ILLINOIS | MISO |  | DPP-2022 Central | NRIS | Generation | type1: Wind; type2: Battery; mw1: 500 | Wind+Battery | 2022 | 2027
J2691 | active | 2022-09-15 | 2027-04-15 |  |  |  | Phase 1 | Cluster Study | Bollinger | MO | Bollinger County, MO | 29017 | Rush-Baldwin-4585 345 kV | MISO |  | AMEREN MISSOURI | MISO |  | DPP-2022 Central | NRIS | Generation | Solar | Wind | Battery | 500 |  |  | Solar+Wind+Battery | 2022 | 2027
J2692 | active | 2022-09-14 | 2028-10-02 |  |  |  | Study Not Started | In Progress (unknown study) | Choctaw | MS | Choctaw County, MS | 28019 | WOLF CREEK 500 kV | MISO |  | ENTERGY MISSISSIPPI, LLC. | MISO |  | DPP-2022 South | NRIS | Generation | Solar | Wind | Battery | 500 |  |  | Solar+Wind+Battery | 2022 | 2028
J2694 | active | 2022-09-15 | 2027-04-15 |  |  |  | Phase 1 | Cluster Study | Christian | IL | Christian County, IL | 17021 | 7COFFEEN-7PANA 345 kV | MISO |  | AMEREN ILLINOIS | MISO |  | DPP-2022 Central | NRIS | Generation | Solar | Wind | Battery | 500 |  |  | Solar+Wind+Battery | 2022 | 2027
J2697 | active | 2022-09-15 | 2027-04-15 |  |  |  | Phase 1 | Cluster Study | St. Clair | IL | St. Clair County, IL | 17163 | 7ASTER - 7CMDR 345.0kV | MISO |  | AMEREN ILLINOIS | MISO |  | DPP-2022 Central | NRIS | Generation | Solar | Wind | Battery | 500 |  |  | Solar+Wind+Battery | 2022 | 2027
J2727 | active | 2022-09-14 | 2025-12-06 |  |  |  | Study Not Started | In Progress (unknown study) | Holmes | MS | Holmes County, MS | 28051 | Pickens - Midway SS (CE) 115kV | MISO |  | ENTERGY MISSISSIPPI, LLC. | MISO |  | DPP-2022 South | NRIS | Generation | type1: Solar; type2: Battery; mw1: 140 | Solar+Battery | 2022 | 2025
J2732 | active | 2022-09-15 | 2025-12-06 |  |  |  | Study Not Started | In Progress (unknown study) | Ogemaw | MI | Ogemaw County, MI | 26129 | Gallagher to Twinning 138kV | MISO |  | METC | MISO |  | DPP-2022 East (ITC) | NRIS | Generation | type1: Solar; type2: Battery; mw1: 250 | Solar+Battery | 2022 | 2025
J2734 | active | 2022-09-15 | 2025-12-06 |  |  |  | Phase 1 | Cluster Study | Crittenden | AR | Crittenden County, AR | 5035 | Gilmore to Wilson 161kV | MISO |  | ENTERGY ARKANSAS | MISO |  | DPP-2022 South | NRIS | Generation | type1: Solar; type2: Battery; mw1: 150 | Solar+Battery | 2022 | 2025
J2736 | active | 2022-09-15 | 2025-12-06 |  |  |  | Study Not Started | In Progress (unknown study) | Bolivar | MS | Bolivar County, MS | 28011 | Rosedale to Stringtown 115kV | MISO |  | ENTERGY MISSISSIPPI, LLC. | MISO |  | DPP-2022 South | NRIS | Generation | type1: Solar; type2: Battery; mw1: 100 | Solar+Battery | 2022 | 2025
J2738 | active | 2022-09-15 | 2025-02-01 |  |  |  | Phase 1 | Cluster Study | Rock Island | IL | Rock Island County, IL | 17161 | SUB 17 | MISO |  | MIDAMERICAN ENERGY CO. | MISO |  | DPP-2022 Central | NRIS | Generation | type1: Solar; type2: Battery; mw1: 128 | Solar+Battery | 2022 | 2025
J2760 | active | 2022-09-15 | 2027-06-01 |  |  |  | Phase 1 | Cluster Study | Hubbard | MN | Hubbard County, MN | 27057 | BADOURA4 (608610) 230 kV Substation | MISO |  | MINNESOTA POWER INC. | MISO |  | DPP-2022 West | NRIS | Generation | type1: Solar; type2: Battery; mw1: 68 | Solar+Battery | 2022 | 2027
J2763 | active | 2022-09-14 | 2025-12-06 |  |  |  | Study Not Started | In Progress (unknown study) | Sunflower | MS | Sunflower County, MS | 28133 | CLEVELAND/SOUTH - STEINER (CE) 115.0kV | MISO |  | ENTERGY MISSISSIPPI, LLC. | MISO |  | DPP-2022 South | NRIS | Generation | type1: Solar; type2: Battery; mw1: 100 | Solar+Battery | 2022 | 2025
J2764 | active | 2022-09-15 | 2025-12-06 |  |  |  | Study Not Started | In Progress (unknown study) | Craighead | AR | Craighead County, AR | 5031 | Jonesboro (APL) - Cash 161 KV" | MISO |  | ENTERGY ARKANSAS | MISO |  | DPP-2022 South | NRIS | Generation | type1: Solar; type2: Battery; mw1: 150 | Solar+Battery | 2022 | 2025
J2765 | active | 2022-09-15 | 2025-12-06 |  |  |  | Study Not Started | In Progress (unknown study) | West Carroll Parish | LA | West Carroll Parish, LA | 22123 | Darnell 115 kV | MISO |  | ENTERGY LOUISIANA | MISO |  | DPP-2022 South | NRIS | Generation | type1: Solar; type2: Battery; mw1: 100 | Solar+Battery | 2022 | 2025
J2771 | active | 2022-09-15 | 2027-03-01 |  |  |  | Study Not Started | In Progress (unknown study) | Coahoma | MS | Coahoma County, MS | 28027 | 6CROSSROADS! (337100) - 6MOONLAKE% (337107) 230 kV | MISO |  | ENTERGY MISSISSIPPI, LLC. | MISO |  | DPP-2022 South | NRIS | Generation | type1: Solar; type2: Battery; mw1: 100 | Solar+Battery | 2022 | 2027
J2772 | active | 2022-09-15 | 2027-06-01 |  |  |  | Phase 1 | Cluster Study | Mercer | ND | Mercer County, ND | 38057 | Coyote Switchyard 345 kV Substation | MISO |  | MONTANA-DAKOTA UTILITIES CO. | MISO |  | DPP-2022 West | NRIS | Generation | type1: Solar; type2: Battery; mw1: 200 | Solar+Battery | 2022 | 2027
J2773 | active | 2022-09-15 | 2027-06-01 | [5 empty] | Poinsett | AR | Poinsett County, AR | 5111 | Newport - Fisher 161 kV Line | MISO |  | ENTERGY ARKANSAS | MISO |  | DPP-2022 South | NRIS | Generation | type1: Solar; type2: Battery; mw1: 100 | Solar+Battery | 2022 | 2027
J2778 | active | 2022-09-07 | 2025-01-01 |  |  |  | Phase 1 | Cluster Study | Miami | IN | Miami County, IN | 18103 | Deedsville North Manchester Switching Sta 69kV (Circuit Number 6974). | MISO |  | DUKE ENERGY INDIANA | MISO |  | DPP-2022 Central | NRIS | Generation | type1: Solar; type2: Battery; mw1: 15 | Solar+Battery | 2022 | 2025
J2779 | active | 2022-09-08 | 2025-01-01 |  |  |  | Phase 1 | Cluster Study | Clinton | IN | Clinton County, IN | 18023 | Lafayette to Middlefork 69kV Line (Circuit 6909) | MISO |  | DUKE ENERGY INDIANA | MISO |  | DPP-2022 Central | NRIS | Generation | type1: Solar; type2: Battery; mw1: 40 | Solar+Battery | 2022 | 2025
J2780 | active | 2023-10-05 | 2025-01-01 |  |  |  | Phase 1 | Cluster Study | Pulaski | IN | Pulaski County, IN | 18131 | STARKE (Actual POI is on ASPHALTUM to MEDARYVILLE 69kV Circuit 6919 an appendix G facility) | MISO |  | NORTHERN INDIANA PUBLIC SERVICE COMPANY | MISO |  | DPP-2022 Central | NRIS | Generation | type1: Solar; type2: Battery; mw1: 33 | Solar+Battery | 2023 | 2025
J2781 | active | 2022-09-07 | 2025-01-01 |  |  |  | Phase 1 | Cluster Study | Jasper | IN | Jasper County, IN | 18073 | MONTICELLO 69kV (acutal POI is at the MILROY 69kV Substation on Circuit 6918 an appendix G Facility) | MISO |  | NORTHERN INDIANA PUBLIC SERVICE COMPANY | MISO |  | DPP-2022 Central | NRIS | Generation | type1: Solar; type2: Battery; mw1: 35 | Solar+Battery | 2022 | 2025
J2782 | active | 2022-09-07 | 2025-01-01 |  |  |  | Phase 1 | Cluster Study | Newton | IN | Newton County, IN | 18111 | KENTLAND-MOROCCO 69kV | MISO |  | NORTHERN INDIANA PUBLIC SERVICE COMPANY | MISO |  | DPP-2022 Central | NRIS | Generation | type1: Solar; type2: Battery; mw1: 38 | Solar+Battery | 2022 | 2025
J2783 | active | 2022-09-07 | 2025-01-01 |  |  |  | Phase 1 | Cluster Study | White | IN | White County, IN | 18181 | Monticello 69kV (Acutal POI is a tap on GUERNSEY - Monon Circuit 6907 an appendix G facility) | MISO |  | NORTHERN INDIANA PUBLIC SERVICE COMPANY | MISO |  | DPP-2022 Central | NRIS | Generation | type1: Solar; type2: Battery; mw1: 33 | Solar+Battery | 2022 | 2025
J2786 | active | 2022-09-15 | 2024-07-01 |  |  |  | Study Not Started | In Progress (unknown study) | Allegan | MI | Allegan County, MI | 26005 | ARGENTA - TALLMADGE 345.0kV | MISO |  | METC | MISO |  | DPP-2022 East (ITC) | NRIS | Generation | type1: Solar; type2: Battery; mw1: 189.25 | Solar+Battery | 2022 | 2024
J2797 | active | 2022-09-15 | 2026-09-15 |  |  |  | Phase 1 | Cluster Study | White | IL | White County, IL | 17193 | 7NORRIS 345kV | MISO |  | AMEREN ILLINOIS | MISO |  | DPP-2022 Central | NRIS | Generation | type1: Solar; type2: Battery; mw1: 150 | Solar+Battery | 2022 | 2026
J2803 | active | 2022-09-14 | 2027-03-01 |  |  |  | Study Not Started | In Progress (unknown study) | Carroll | MS | Carroll County, MS | 28015 | Winona (3WINONA! 337060) - Carrollton (3CARROLLTON+ 337056) 115 kV | MISO |  | ENTERGY MISSISSIPPI, LLC. | MISO |  | DPP-2022 South | NRIS | Generation | type1: Solar; type2: Battery; mw1: 150 | Solar+Battery | 2022 | 2027
J2804 | active | 2022-09-15 | 2017-06-01 |  |  |  | Study Not Started | In Progress (unknown study) | West Carroll Parish | LA | West Carroll Parish, LA | 22123 | Oak Grove - Galion 115kV Tap | MISO |  | ENTERGY LOUISIANA | MISO |  | DPP-2022 South | NRIS | Generation | type1: Solar; type2: Battery; mw1: 100 | Solar+Battery | 2022 | 2017
J2818 | active | 2022-09-08 | 2025-03-01 |  |  |  | Study Not Started | In Progress (unknown study) | Ouachita | AR | Ouachita County, AR | 5103 | AECC CAMDEN SOUTH - STEPHENS 115kV | MISO |  | ENTERGY ARKANSAS | MISO |  | DPP-2022 South | NRIS | Generation | type1: Solar; type2: Battery; mw1: 130 | Solar+Battery | 2022 | 2025
J2819 | active | 2022-09-07 | 2025-02-01 |  |  |  | Study Not Started | In Progress (unknown study) | Red River Parish | LA | Red River Parish, LA | 22081 | Carroll (CLECO) - Ringgold 138 kV | MISO |  | ENTERGY LOUISIANA | MISO |  | DPP-2022 South | NRIS | Generation | type1: Solar; type2: Battery; mw1: 80 | Solar+Battery | 2022 | 2025
J2820 | active | 2022-09-08 | 2025-03-01 |  |  |  | Phase 1 | Cluster Study | Daviess | KY | Daviess County, KY | 21059 | Bon Harbor Tap-Stanley Tap 69kv | MISO |  | BIG RIVERS ELECTRIC CORPORATION | MISO |  | DPP-2022 Central | NRIS | Generation | type1: Solar; type2: Battery; mw1: 35 | Solar+Battery | 2022 | 2025
J2821 | active | 2022-09-08 | 2025-03-01 |  |  |  | Phase 1 | Cluster Study | Crittenden | KY | Crittenden County, KY | 21055 | Sullivan - Marion Jct 69 kV | MISO |  | BIG RIVERS ELECTRIC CORPORATION | MISO |  | DPP-2022 Central | NRIS | Generation | type1: Solar; type2: Battery; mw1: 30 | Solar+Battery | 2022 | 2025
J2824 | active | 2022-09-12 | 2025-03-01 |  |  |  | Study Not Started | In Progress (unknown study) | Yazoo | MS | Yazoo County, MS | 28163 | Picken - Midway SS (CE) 115 kV | MISO |  | ENTERGY MISSISSIPPI, LLC. | MISO |  | DPP-2022 South | NRIS | Generation | type1: Solar; type2: Battery; mw1: 70 | Solar+Battery | 2022 | 2025
J2825 | active | 2022-09-13 | 2025-03-01 |  |  |  | Study Not Started | In Progress (unknown study) | Panola | MS | Panola County, MS | 28107 | COMO - CRENSHAW 115kV | MISO |  | ENTERGY MISSISSIPPI, LLC. | MISO |  | DPP-2022 South | NRIS | Generation | type1: Solar; type2: Battery; mw1: 100 | Solar+Battery | 2022 | 2025
J2826 | active | 2022-09-15 | 2027-06-01 |  |  |  | Phase 1 | Cluster Study | Greene | IN | Greene County, IN | 18055 | Worthington (07WORTH) - Sandborn Primary (07SAND61) 161kV | MISO |  | HOOSIER ENERGY | MISO |  | DPP-2022 Central | NRIS | Generation | type1: Solar; type2: Battery; mw1: 200 | Solar+Battery | 2022 | 2027
J2827 | active | 2022-09-13 | 2025-03-01 |  |  |  | Study Not Started | In Progress (unknown study) | Hinds | MS | Hinds County, MS | 28049 | Norrell 230kV Substation | MISO |  | ENTERGY MISSISSIPPI, LLC. | MISO |  | DPP-2022 South | NRIS | Generation | type1: Solar; type2: Battery; mw1: 200 | Solar+Battery | 2022 | 2025
J2828 | active | 2022-09-15 | 2025-03-01 |  |  |  | Study Not Started | In Progress (unknown study) | Pulaski | AR | Pulaski County, AR | 5119 | L.R. 145th St - Wrightsville 115kV | MISO |  | ENTERGY ARKANSAS | MISO |  | DPP-2022 South | NRIS | Generation | type1: Solar; type2: Battery; mw1: 50 | Solar+Battery | 2022 | 2025
J2829 | active | 2022-09-15 | 2025-03-01 |  |  |  | Phase 1 | Cluster Study | Scott | IN | Scott County, IN | 18143 | Scottsburg - Speed 69kV | MISO |  | DUKE ENERGY INDIANA | MISO |  | DPP-2022 Central | NRIS | Generation | type1: Solar; type2: Battery; mw1: 30 | Solar+Battery | 2022 | 2025
J2830 | active | 2022-09-13 | 2025-03-01 |  |  |  | Phase 1 | Cluster Study | Jennings | IN | Jennings County, IN | 18079 | Brewersville - Dabney 69kV | MISO |  | HOOSIER ENERGY | MISO |  | DPP-2022 Central | NRIS | Generation | type1: Solar; type2: Battery; mw1: 50 | Solar+Battery | 2022 | 2025
J2832 | active | 2022-09-14 | 2025-03-01 |  |  |  | Study Not Started | In Progress (unknown study) | East Carroll Parish | LA | East Carroll Parish, LA | 22035 | Darnell - Tallulah 115 kV | MISO |  | ENTERGY LOUISIANA | MISO |  | DPP-2022 South | NRIS | Generation | type1: Solar; type2: Battery; mw1: 110 | Solar+Battery | 2022 | 2025
J2833 | active | 2022-09-12 | 2025-03-01 |  |  |  | Study Not Started | In Progress (unknown study) | Wood | WI | Wood County, WI | 55141 | Sigel - Auburndale Tap (Y-107) 69kV | MISO |  | AMERICAN TRANSMISSION COMPANY | MISO |  | DPP-2022 East (ATC) | NRIS | Generation | type1: Solar; type2: Battery; mw1: 40 | Solar+Battery | 2022 | 2025
J2834 | active | 2022-09-14 | 2025-03-01 |  |  |  | Study Not Started | In Progress (unknown study) | Fond Du Lac | WI | Fond du Lac County, WI | 55039 | South Fond du Lac - North Fond du Lac 69kV | MISO |  | AMERICAN TRANSMISSION COMPANY | MISO |  | DPP-2022 East (ATC) | NRIS | Generation | type1: Solar; type2: Battery; mw1: 50 | Solar+Battery | 2022 | 2025
J2835 | active | 2022-09-13 | 2025-03-01 |  |  |  | Phase 1 | Cluster Study | Jefferson | IN | Jefferson County, IN | 18077 | Madison - Scottsburg 138kV | MISO |  | DUKE ENERGY INDIANA | MISO |  | DPP-2022 Central | NRIS | Generation | type1: Solar; type2: Battery; mw1: 50 | Solar+Battery | 2022 | 2025
J2836 | active | 2022-09-12 | 2025-03-01 |  |  |  | Phase 1 | Cluster Study | Livingston | KY | Livingston County, KY | 21139 | Burna Tap-Burna 69kv | MISO |  | BIG RIVERS ELECTRIC CORPORATION | MISO |  | DPP-2022 Central | NRIS | Generation | type1: Solar; type2: Battery; mw1: 45 | Solar+Battery | 2022 | 2025
J2837 | active | 2022-09-13 | 2025-03-01 |  |  |  | Phase 1 | Cluster Study | Jennings | IN | Jennings County, IN | 18079 | North Vernon - Madison 138 kV | MISO |  | DUKE ENERGY INDIANA | MISO |  | DPP-2022 Central | NRIS | Generation | type1: Solar; type2: Battery; mw1: 50 | Solar+Battery | 2022 | 2025
J2838 | active | 2022-09-15 | 2025-03-01 |  |  |  | Study Not Started | In Progress (unknown study) | Richland Parish | LA | Richland Parish, LA | 22083 | Dunn - Oak Ridge (LA) 115kV | MISO |  | ENTERGY LOUISIANA | MISO |  | DPP-2022 South | NRIS | Generation | type1: Solar; type2: Battery; mw1: 150 | Solar+Battery | 2022 | 2025
J2854 | active | 2022-09-15 | 2024-06-30 |  |  |  | Study Not Started | In Progress (unknown study) | White | AR | White County, AR | 5145 | Griffithville - SERCY Price 115 kV | MISO |  | ENTERGY ARKANSAS | MISO |  | DPP-2022 South | NRIS | Generation | type1: Solar; type2: Battery; mw1: 150 | Solar+Battery | 2022 | 2024
J2855 | active | 2022-09-14 | 2026-03-01 |  |  |  | Phase 1 | Cluster Study | Lawrence | IN | Lawrence County, IN | 18093 | Bedford - Edwardsport 138 kV line | MISO |  | DUKE ENERGY INDIANA | MISO |  | DPP-2022 Central | NRIS | Generation | type1: Solar; type2: Battery; mw1: 100 | Solar+Battery | 2022 | 2026
J2856 | active | 2022-09-15 | 2024-06-30 |  |  |  | Study Not Started | In Progress (unknown study) | Jefferson | MS | Jefferson County, MS | 28063 | Franklin EHV - Grand Gulf Transmission 500 kV | MISO |  | ENTERGY MISSISSIPPI, LLC. | MISO |  | DPP-2022 South | NRIS | Generation | type1: Solar; type2: Battery; mw1: 500 | Solar+Battery | 2022 | 2024
J2857 | active | 2022-09-15 | 2024-06-30 |  |  |  | Study Not Started | In Progress (unknown study) | Tunica | MS | Tunica County, MS | 28143 | Banks SS (CE) - Hambrick SS (CE) 115 kV | MISO |  | ENTERGY MISSISSIPPI, LLC. | MISO |  | DPP-2022 South | NRIS | Generation | type1: Solar; type2: Battery; mw1: 150 | Solar+Battery | 2022 | 2024
J2869 | active | 2022-09-15 | 2027-06-01 |  |  |  | Study Not Started | In Progress (unknown study) | Sunflower | MS | Sunflower County, MS | 28133 | GERALDANDRUS SES SWITCHYARD-INDIANOLA 230 KV | MISO |  | ENTERGY MISSISSIPPI, LLC. | MISO |  | DPP-2022 South | NRIS | Generation | type1: Solar; type2: Battery; mw1: 150 | Solar+Battery | 2022 | 2027
J2871 | active | 2022-09-13 | 2025-03-01 |  |  |  | Study Not Started | In Progress (unknown study) | Mississippi | AR | Mississippi County, AR | 5093 | AECC Dell to Nucor-Yamato 161 kV Switching Station | MISO |  | ARKANSAS ELECTRIC COOPERATIVE CORPORATION | MISO |  | DPP-2022 South | NRIS | Generation | type1: Solar; type2: Battery; mw1: 70 | Solar+Battery | 2022 | 2025
J2880 | active | 2022-09-14 | 2026-07-31 |  |  |  | Study Not Started | In Progress (unknown study) | Jefferson | AR | Jefferson County, AR | 5069 | STUTTGART RICUSKEY - WOODWARD 230 SUB 230.0kV | MISO |  | ENTERGY ARKANSAS | MISO |  | DPP-2022 South | NRIS | Generation | type1: Solar; type2: Battery; mw1: 150 | Solar+Battery | 2022 | 2026
J2882 | active | 2022-09-14 | 2027-09-01 |  |  |  | Study Not Started | In Progress (unknown study) | Beauregard Parish | LA | Beauregard Parish, LA | 22011 | Cooper-Penton Road 230kV | MISO |  | CLECO POWER | MISO |  | DPP-2022 South | NRIS | Generation | type1: Solar; type2: Battery; mw1: 410 | Solar+Battery | 2022 | 2027
J2883 | active | 2022-09-15 | 2027-09-01 |  |  |  | Phase 1 | Cluster Study | Mercer | ND | Mercer County, ND | 38057 | Coyote Switchyard 345kV Substation | MISO |  | MONTANA-DAKOTA UTILITIES CO. | MISO |  | DPP-2022 West | NRIS | Generation | type1: Solar; type2: Battery; mw1: 347 | Solar+Battery | 2022 | 2027
J2884 | active | 2022-09-14 | 2027-09-01 |  |  |  | Study Not Started | In Progress (unknown study) | Beauregard Parish | LA | Beauregard Parish, LA | 22011 | Cooper to Penton Road 230kV | MISO |  | CLECO POWER | MISO |  | DPP-2022 South | NRIS | Generation | type1: Solar; type2: Battery; mw1: 276 | Solar+Battery | 2022 | 2027
J2886 | active | 2022-09-15 | 2026-11-01 |  |  |  | Phase 1 | Cluster Study | Sangamon | IL | Sangamon County, IL | 17167 | 4Auburn N-4Jacksnvl 138kV | MISO |  | AMEREN ILLINOIS | MISO |  | DPP-2022 Central | NRIS | Generation | type1: Solar; type2: Battery; mw1: 115 | Solar+Battery | 2022 | 2026
J2890 | active | 2022-09-14 | 2027-09-01 |  |  |  | Study Not Started | In Progress (unknown study) | Calcasieu Parish | LA | Calcasieu Parish, LA | 22019 | Lake Charles Bulk 138kV Substation | MISO |  | ENTERGY LOUISIANA | MISO |  | DPP-2022 South | NRIS | Generation | type1: Solar; type2: Battery; mw1: 440 | Solar+Battery | 2022 | 2027
J2893 | active | 2022-09-15 | 2027-08-18 |  |  |  | Study Not Started | In Progress (unknown study) | Holmes | MS | Holmes County, MS | 28051 | Bowling Green SS - Durant 115 kV | MISO |  | ENTERGY MISSISSIPPI, LLC. | MISO |  | DPP-2022 South | NRIS | Generation | type1: Solar; type2: Battery; mw1: 200 | Solar+Battery | 2022 | 2027
J2895 | active | 2022-09-15 | 2025-04-30 |  |  |  | Phase 1 | Cluster Study | Clark | IN | Clark County, IN | 18019 | Bethlehem 138kV Substation | MISO |  | DUKE ENERGY INDIANA | MISO |  | DPP-2022 Central | NRIS | Generation | type1: Solar; type2: Battery; mw1: 120 | Solar+Battery | 2022 | 2025
J2897 | active | 2022-09-15 | 2025-04-30 |  |  |  | Study Not Started | In Progress (unknown study) | San Jacinto | TX | San Jacinto County, TX | 48407 | Rivtrin - Staley 138kV Line #2 (Southern Line) | MISO |  | ENTERGY TEXAS, INC. | MISO |  | DPP-2022 South | NRIS | Generation | type1: Solar; type2: Battery; mw1: 150 | Solar+Battery | 2022 | 2025
J2898 | active | 2022-09-15 | 2026-04-30 |  |  |  | Study Not Started | In Progress (unknown study) | Amite | MS | Amite County, MS | 28005 | Franklin EHV - McKnight 500kV | MISO |  | ENTERGY MISSISSIPPI, LLC. | MISO |  | DPP-2022 South | NRIS | Generation | type1: Solar; type2: Battery; mw1: 200 | Solar+Battery | 2022 | 2026
J2899 | active | 2022-09-14 | 2026-04-30 |  |  |  | Study Not Started | In Progress (unknown study) | Calcasieu Parish | LA | Calcasieu Parish, LA | 22019 | Chalkley Co to Goos Ferry 230kV | MISO |  | ENTERGY LOUISIANA | MISO |  | DPP-2022 South | NRIS | Generation | type1: Solar; type2: Battery; mw1: 250 | Solar+Battery | 2022 | 2026
J2900 | active | 2022-09-15 | 2026-04-30 |  |  |  | Study Not Started | In Progress (unknown study) | Amite | MS | Amite County, MS | 28005 | Franklin EHV - McKnight 500kV | MISO |  | ENTERGY MISSISSIPPI, LLC. | MISO |  | DPP-2022 South | NRIS | Generation | type1: Solar; type2: Battery; mw1: 400 | Solar+Battery | 2022 | 2026
J2903 | active | 2022-09-09 | 2025-02-01 |  |  |  | Study Not Started | In Progress (unknown study) | Lincoln | MS | Lincoln County, MS | 28085 | BROOKHAVEN - BROOKHAVEN/SOUTH 115.0kV | MISO |  | COOPERATIVE ENERGY | MISO |  | DPP-2022 South | NRIS | Generation | type1: Solar; type2: Battery; mw1: 130 | Solar+Battery | 2022 | 2025
J2904 | active | 2022-09-09 | 2025-06-01 |  |  |  | Study Not Started | In Progress (unknown study) | Concordia Parish | LA | Concordia Parish, LA | 22029 | PLANTATION | MISO |  | ENTERGY LOUISIANA | MISO |  | DPP-2022 South | NRIS | Generation | type1: Solar; type2: Battery; mw1: 150 | Solar+Battery | 2022 | 2025
J2905 | active | 2022-09-09 | 2025-03-01 |  |  |  | Study Not Started | In Progress (unknown study) | Washington | MS | Washington County, MS | 28151 | HOLLANDALE - NITTA YUMA SS (CE) 115.0kV | MISO |  | COOPERATIVE ENERGY | MISO |  | DPP-2022 South | NRIS | Generation | type1: Solar; type2: Battery; mw1: 100 | Solar+Battery | 2022 | 2025
J2907 | active | 2022-09-15 | 2026-05-26 |  |  |  | Study Not Started | In Progress (unknown study) | Grant | AR | Grant County, AR | 5053 | SHERIDAN 500 kV | MISO |  | ENTERGY ARKANSAS | MISO |  | DPP-2022 South | NRIS | Generation | type1: Solar; type2: Battery; mw1: 400 | Solar+Battery | 2022 | 2026
J2911 | active | 2022-09-15 | 2027-09-01 |  |  |  | Study Not Started | In Progress (unknown study) | Calcasieu Parish | LA | Calcasieu Parish, LA | 22019 | Penton 230KV Substation | MISO |  | CLECO POWER | MISO |  | DPP-2022 South | NRIS | Generation | type1: Solar; type2: Battery; mw1: 810 | Solar+Battery | 2022 | 2027
J2912 | active | 2022-09-15 | 2027-09-01 |  |  |  | Phase 1 | Cluster Study | Mercer | ND | Mercer County, ND | 38057 | Coyote Switchyard 345kV Substation | MISO |  | MONTANA-DAKOTA UTILITIES CO. | MISO |  | DPP-2022 West | NRIS | Generation | type1: Solar; type2: Battery; mw1: 347 | Solar+Battery | 2022 | 2027
J2914 | active | 2022-09-14 | 2026-04-30 |  |  |  | Study Not Started | In Progress (unknown study) | St. Tammany Parish | LA | St. Tammany Parish, LA | 22103 | Plant Daniel - McKnight 500kV | MISO |  | ENTERGY LOUISIANA | MISO |  | DPP-2022 South | NRIS | Generation | type1: Solar; type2: Battery; mw1: 450 | Solar+Battery | 2022 | 2026
J2923 | active | 2022-09-15 | 2028-05-30 |  |  |  | Study Not Started | In Progress (unknown study) | Columbia | AR | Columbia County, AR | 5027 | EL DORADO EHV - SARPETA 345/115 KV SW STA 345kV | MISO |  | ENTERGY ARKANSAS | MISO |  | DPP-2022 South | NRIS | Generation | type1: Solar; type2: Battery; mw1: 240 | Solar+Battery | 2022 | 2028
J2924 | active | 2022-09-15 | 2027-10-31 |  |  |  | Phase 1 | Cluster Study | Columbia | AR | Columbia County, AR | 5027 | EL DORADO EHV - SARPETA 345/115 kV SW STA 345 kV | MISO |  | ENTERGY LOUISIANA | MISO |  | DPP-2022 South | NRIS | Generation | type1: Solar; type2: Battery; mw1: 240 | Solar+Battery | 2022 | 2027
J2951 | active | 2022-09-05 | 2024-06-01 |  |  |  | Phase 1 | Cluster Study | Union | IA | Union County, IA | 19175 | Creston Roadhouse | MISO |  | ITC MIDWEST | MISO |  | DPP-2022 West |  | Generation | type1: Solar; type2: Battery; mw1: 50 | Solar+Battery | 2022 | 2024
J2953 | active | 2022-09-14 | 2026-09-30 |  |  |  | Study Not Started | In Progress (unknown study) | Orange | TX | Orange County, TX | 48361 | CHISHOLM RD - SABINE 230 kV | MISO |  | ENTERGY TEXAS, INC. | MISO |  | DPP-2022 South | NRIS | Generation | type1: Solar; type2: Battery; mw1: 400 | Solar+Battery | 2022 | 2026
J2956 | active | 2022-09-15 | 2027-03-01 |  |  |  | Study Not Started | In Progress (unknown study) | Morehouse Parish | LA | Morehouse Parish, LA | 22067 | Galion 115 kV Substation | MISO |  | ENTERGY LOUISIANA | MISO |  | DPP-2022 South | NRIS | Generation | type1: Solar; type2: Battery; mw1: 100 | Solar+Battery | 2022 | 2027
J2957 | active | 2022-09-15 | 2027-01-01 |  |  |  | Study Not Started | In Progress (unknown study) | Panola | MS | Panola County, MS | 28107 | Como - Crenshaw 115 kV Line | MISO |  | ENTERGY MISSISSIPPI, LLC. | MISO |  | DPP-2022 South | NRIS | Generation | type1: Solar; type2: Battery; mw1: 100 | Solar+Battery | 2022 | 2027
J2958 | active | 2022-09-15 | 2027-06-01 |  |  |  | Study Not Started | In Progress (unknown study) | Claiborne Parish | LA | Claiborne Parish, LA | 22027 | Haynesville South 115kV Substation | MISO |  | ENTERGY LOUISIANA | MISO |  | DPP-2022 South | NRIS | Generation | type1: Solar; type2: Battery; mw1: 100 | Solar+Battery | 2022 | 2027
J2959 | active | 2022-09-15 | 2027-06-01 |  |  |  | Phase 1 | Cluster Study | Starke | IN | Starke County, IN | 18149 | Rollin Schahfer (17SCHAHFER 255110) 345 kV | MISO |  | NORTHERN INDIANA PUBLIC SERVICE COMPANY | MISO |  | DPP-2022 Central | NRIS | Generation | type1: Solar; type2: Battery; mw1: 200 | Solar+Battery | 2022 | 2027
J2960 | active | 2022-09-15 | 2027-01-01 |  |  |  | Phase 1 | Cluster Study | Spencer | IN | Spencer County, IN | 18147 | 10CULY13 253500 (F.B. Culley ) - 10AEP_T 353586 (tap between Culley (10CULY13 253500) - Grandview ( | MISO |  | Southern Indiana Gas & Electric Company d/b/a Centerpoint Energy Indiana South | MISO |  | DPP-2022 Central | NRIS | Generation | type1: Solar; type2: Battery; mw1: 150 | Solar+Battery | 2022 | 2027
J2961 | active | 2022-09-15 | 2027-06-01 |  |  |  | Phase 1 | Cluster Study | Daviess | IN | Daviess County, IN | 18027 | Edwardsport Station (08EDWRDS 249722) - Whitefield (08WHTFLD 249876) 138 kV | MISO |  | DUKE ENERGY INDIANA | MISO |  | DPP-2022 Central | NRIS | Generation | type1: Solar; type2: Battery; mw1: 100 | Solar+Battery | 2022 | 2027
J2962 | active | 2022-09-15 | 2026-12-01 |  |  |  | Phase 1 | Cluster Study | Hamilton | IL | Hamilton County, IL | 17065 | Akin - Hamilton 138 kV | MISO |  | Southern Illinois Power Cooperative | MISO |  | DPP-2022 Central | NRIS | Generation | type1: Solar; type2: Battery; mw1: 150 | Solar+Battery | 2022 | 2026
J2975 | active | 2022-09-15 | 2025-05-31 |  |  |  | Study Not Started | In Progress (unknown study) | Jefferson | TX | Jefferson County, TX | 48245 | Bevil Substation 230 kV | MISO |  | EAST TEXAS ELECTRIC COOPERATIVE, INC. | MISO |  | DPP-2022 South | NRIS | Generation | type1: Solar; type2: Battery; mw1: 44.1 | Solar+Battery | 2022 | 2025
J2976 | active | 2022-09-15 | 2025-05-31 |  |  |  | Study Not Started | In Progress (unknown study) | Jasper | TX | Jasper County, TX | 48241 | Mill Creek SW Station 138 kV | MISO |  | EAST TEXAS ELECTRIC COOPERATIVE, INC. | MISO |  | DPP-2022 South | NRIS | Generation | type1: Solar; type2: Battery; mw1: 50 | Solar+Battery | 2022 | 2025
J3002 | active | 2022-09-15 | 2025-08-30 |  |  |  | Phase 1 | Cluster Study | Pine | MN | Pine County, MN | 27115 | Arrowhead - Bear Creek (GRE) 230 kV | MISO |  | MINNESOTA POWER INC. | MISO |  | DPP-2022 West | NRIS | Generation | type1: Solar; type2: Battery; mw1: 325 | Solar+Battery | 2022 | 2025
J3003 | active | 2022-09-15 | 2025-08-30 |  |  |  | Phase 1 | Cluster Study | Mason | IL | Mason County, IL | 17125 | 4Havana2-4Cincinnati 138kV | MISO |  | AMEREN ILLINOIS | MISO |  | DPP-2022 Central | NRIS | Generation | type1: Solar; type2: Battery; mw1: 180 | Solar+Battery | 2022 | 2025
J3004 | active | 2022-09-15 | 2025-08-30 |  |  |  | Phase 1 | Cluster Study | Mason | IL | Mason County, IL | 17125 | Cane | MISO |  | AMEREN ILLINOIS | MISO |  | DPP-2022 Central | NRIS | Generation | type1: Solar; type2: Battery; mw1: 170 | Solar+Battery | 2022 | 2025
J3005 | active | 2022-09-15 | 2025-08-30 |  |  |  | Phase 1 | Cluster Study | Mason | IL | Mason County, IL | 17125 | Havana-Shockey (138kV) | MISO |  | AMEREN ILLINOIS | MISO |  | DPP-2022 Central | NRIS | Generation | type1: Solar; type2: Battery; mw1: 150 | Solar+Battery | 2022 | 2025
J3013 | active | 2022-09-14 | 2025-11-01 |  |  |  | Phase 1 | Cluster Study | Washington | IL | Washington County, IL | 17189 | Ashley | MISO |  | AMEREN ILLINOIS | MISO |  | DPP-2022 Central | NRIS | Generation | type1: Solar; type2: Battery; mw1: 100 | Solar+Battery | 2022 | 2025
J3015 | active | 2022-09-14 | 2027-06-01 |  |  |  | Phase 1 | Cluster Study | Ford | IL | Ford County, IL | 17053 | Gilman - Watseka 138kV | MISO |  | AMEREN ILLINOIS | MISO |  | DPP-2022 Central | NRIS | Generation | type1: Wind; type2: Battery; mw1: 400 | Wind+Battery | 2022 | 2027
J3016 | active | 2022-09-14 | 2027-06-01 |  |  |  | Phase 1 | Cluster Study | Cass | IN | Cass County, IN | 18017 | Walton | MISO |  | DUKE ENERGY INDIANA | MISO |  | DPP-2022 Central | NRIS | Generation | type1: Solar; type2: Battery; mw1: 150 | Solar+Battery | 2022 | 2027
J3019 | active | 2022-09-14 | 2027-06-01 |  |  |  | Study Not Started | In Progress (unknown study) | East Feliciana Parish | LA | East Feliciana Parish, LA | 22037 | Fancy Point to Port Hudson 230 kV | MISO |  | ENTERGY LOUISIANA | MISO |  | DPP-2022 South | NRIS | Generation | type1: Solar; type2: Battery; mw1: 180 | Solar+Battery | 2022 | 2027
J3027 | active | 2022-09-14 | 2027-06-01 |  |  |  | Phase 1 | Cluster Study | Mclean | IL | McLean County, IL | 17113 | SANDBURG-7FARGO 345kV | MISO |  | AMEREN TRANSMISSION COMPANY OF ILLINOIS | MISO |  | DPP-2022 Central | NRIS | Generation | type1: Wind; type2: Battery; mw1: 300 | Wind+Battery | 2022 | 2027
J3028 | active | 2022-09-14 | 2027-06-01 | [5 empty] | Perry | MS | Perry County, MS | 28111 | Hintonville to Waynesboro 161 kV | MISO |  | COOPERATIVE ENERGY | MISO |  | DPP-2022 South | NRIS | Generation | type1: Solar; type2: Battery; mw1: 100 | Solar+Battery | 2022 | 2027
J3030 | active | 2022-09-14 | 2027-06-01 |  |  |  | Study Not Started | In Progress (unknown study) | Jefferson | AR | Jefferson County, AR | 5069 | White Bluff to Sheridan 500kV | MISO |  | ENTERGY ARKANSAS | MISO |  | DPP-2022 South | NRIS | Generation | type1: Solar; type2: Battery; mw1: 450 | Solar+Battery | 2022 | 2027
J3056 | active | 2022-09-13 | 2027-10-01 |  |  |  | Study Not Started | In Progress (unknown study) | Washington Parish | LA | Washington Parish, LA | 22117 | Bogalusa 500 kV - Franklin EHV 500 kV | MISO |  | ENTERGY LOUISIANA | MISO |  | DPP-2022 South | NRIS | Generation | type1: Solar; type2: Battery; mw1: 200 | Solar+Battery | 2022 | 2027
J3057 | active | 2022-09-15 | 2025-12-06 |  |  |  | Study Not Started | In Progress (unknown study) | Acadia Parish | LA | Acadia Parish, LA | 22001 | Richard (Bus #335366) to Colonial Academy (Bus #335375) 138kV | MISO |  | ENTERGY LOUISIANA | MISO |  | DPP-2022 South | NRIS | Generation | type1: Solar; type2: Battery; mw1: 75 | Solar+Battery | 2022 | 2025
J3058 | active | 2022-09-14 | 2025-12-06 |  |  |  | Study Not Started | In Progress (unknown study) | Arkansas | AR | Arkansas County, AR | 5001 | Tarleton 230 kV | MISO |  | ENTERGY ARKANSAS | MISO |  | DPP-2022 South | NRIS | Generation | type1: Solar; type2: Battery; mw1: 200 | Solar+Battery | 2022 | 2025
J3061 | active | 2022-09-15 | 2025-12-06 |  |  |  | Study Not Started | In Progress (unknown study) | Lawrence | AR | Lawrence County, AR | 5075 | Walnut Ridge (Bus #338208) to Sedgewick (Bus #338206) 115kV | MISO |  | ENTERGY ARKANSAS | MISO |  | DPP-2022 South | NRIS | Generation | type1: Solar; type2: Battery; mw1: 100 | Solar+Battery | 2022 | 2025
J3062 | active | 2022-09-15 | 2025-12-06 |  |  |  | Study Not Started | In Progress (unknown study) | Hinds | MS | Hinds County, MS | 28049 | Edwards to Bolton 115 kV | MISO |  | ENTERGY MISSISSIPPI, LLC. | MISO |  | DPP-2022 South | NRIS | Generation | type1: Solar; type2: Battery; mw1: 100 | Solar+Battery | 2022 | 2025
J3068 | active | 2022-09-15 | 2026-04-17 |  |  |  | Study Not Started | In Progress (unknown study) | St. Helena Parish | LA | St. Helena Parish, LA | 22091 | Amite (A) - Gillsburg (B) 115kV TL | MISO |  | ENTERGY LOUISIANA | MISO |  | DPP-2022 South | NRIS | Generation | type1: Solar; type2: Battery; mw1: 110 | Solar+Battery | 2022 | 2026
J3071 | active | 2022-09-15 | 2024-06-30 |  |  |  | Study Not Started | In Progress (unknown study) | St. Francis | AR | St. Francis County, AR | 5123 | Entergy Hughes - Forest City South 161 kV | MISO |  | ENTERGY ARKANSAS | MISO |  | DPP-2022 South | NRIS | Generation | type1: Solar; type2: Battery; mw1: 140 | Solar+Battery | 2022 | 2024
J3075 | active | 2022-09-15 | 2025-11-30 |  |  |  | Phase 1 | Cluster Study | Sullivan | IN | Sullivan County, IN | 18153 | Merom Primary- Worthington Primary 345kV | MISO |  | HOOSIER ENERGY | MISO |  | DPP-2022 Central | NRIS | Generation | type1: Solar; type2: Battery; mw1: 900 | Solar+Battery | 2022 | 2025
J3076 | active | 2022-09-15 | 2025-11-30 |  |  |  | Phase 1 | Cluster Study | Wabash | IL | Wabash County, IL | 17185 | 08GiBSON (PSI) to 7ALBION 345 kV | MISO |  | AMEREN ILLINOIS | MISO |  | DPP-2022 Central | NRIS | Generation | type1: Solar; type2: Battery; mw1: 770 | Solar+Battery | 2022 | 2025
J3077 | active | 2022-09-15 | 2026-11-30 |  |  |  | Phase 1 | Cluster Study | Gibson | IN | Gibson County, IN | 18051 | Francisco 345 kV | MISO |  | Southern Indiana Gas & Electric Company d/b/a Centerpoint Energy Indiana South | MISO |  | DPP-2022 Central | NRIS | Generation | type1: Solar; type2: Battery; mw1: 1000 | Solar+Battery | 2022 | 2026
J3080 | active | 2022-09-15 | 2025-08-29 |  |  |  | Phase 1 | Cluster Study | Pulaski | IL | Pulaski County, IL | 17153 | Ameren owned Kelso - Joppa (Massac) 345 kV Tie-Line | MISO |  | AMEREN ILLINOIS | MISO |  | DPP-2022 Central | NRIS | Generation | type1: Solar; type2: Battery; mw1: 200 | Solar+Battery | 2022 | 2025
J3082 | active | 2022-09-15 | 2026-06-30 |  |  |  | Study Not Started | In Progress (unknown study) | Franklin Parish | LA | Franklin Parish, LA | 22041 | Taping the 'Gilbert / 3GILBERT_LA (303322)' to 'Winnsboro / 3WINNSBORO! (337330)' 115kV line. | MISO |  | ENTERGY LOUISIANA | MISO |  | DPP-2022 South | NRIS | Generation | type1: Solar; type2: Battery; mw1: 135 | Solar+Battery | 2022 | 2026
J3088 | active | 2022-09-13 | 2027-02-01 |  |  |  | Phase 1 | Cluster Study | Woodbury | IA | Woodbury County, IA | 19193 | Raun to Sioux City | MISO |  | MIDAMERICAN ENERGY CO. | MISO |  | DPP-2022 West | ERIS | Generation | type1: Solar; type2: Battery; mw1: 300 | Solar+Battery | 2022 | 2027
J3092 | active | 2022-09-14 | 2026-05-01 |  |  |  | Study Not Started | In Progress (unknown study) | Bolivar | MS | Bolivar County, MS | 28011 | SHELBY SS | MISO |  | ENTERGY MISSISSIPPI, LLC. | MISO |  | DPP-2022 South | NRIS | Generation | type1: Solar; type2: Battery; mw1: 115 | Solar+Battery | 2022 | 2026
J3094 | active | 2022-09-15 | 2026-09-30 |  |  |  | Phase 1 | Cluster Study | Daviess | IN | Daviess County, IN | 18027 | Pumpkin Center 230kV | MISO |  | DUKE ENERGY INDIANA | MISO |  | DPP-2022 Central | NRIS | Generation | type1: Solar; type2: Battery; mw1: 115 | Solar+Battery | 2022 | 2026
J3097 | active | 2022-09-13 | 2025-08-29 |  |  |  | Study Not Started | In Progress (unknown study) | Amite | MS | Amite County, MS | 28005 | Entergy Mississippi Gillsburg Tap - Gillsburg on the Amite - Gillsburg115 kV Line | MISO |  | ENTERGY MISSISSIPPI, LLC. | MISO |  | DPP-2022 South | NRIS | Generation | type1: Solar; type2: Battery; mw1: 150 | Solar+Battery | 2022 | 2025
J3105 | active | 2022-09-15 | 2025-08-30 |  |  |  | Study Not Started | In Progress (unknown study) | Amite | MS | Amite County, MS | 28005 | Franklin EHV - McKnight 500 kV | MISO |  | ENTERGY LOUISIANA | MISO |  | DPP-2022 South | NRIS | Generation | type1: Solar; type2: Battery; mw1: 400 | Solar+Battery | 2022 | 2025
J3108 | active | 2022-09-15 | 2026-06-30 |  |  |  | Study Not Started | In Progress (unknown study) | Jasper | MS | Jasper County, MS | 28061 | Missionary 161kV Substation | MISO |  | COOPERATIVE ENERGY | MISO |  | DPP-2022 South | NRIS | Generation | type1: Solar; type2: Battery; mw1: 180 | Solar+Battery | 2022 | 2026
J3109 | active | 2022-09-15 | 2026-06-30 |  |  |  | Study Not Started | In Progress (unknown study) | Lonoke | AR | Lonoke County, AR | 5085 | Taping the 'Carlisle / 3CARISLE! (338003)' to 'Screeton / 3SCREETON (338005)' 115kV line | MISO |  | ENTERGY ARKANSAS | MISO |  | DPP-2022 South | NRIS | Generation | type1: Solar; type2: Battery; mw1: 120 | Solar+Battery | 2022 | 2026
J3110 | active | 2022-09-15 | 2026-06-30 |  |  |  | Study Not Started | In Progress (unknown study) | Craighead | AR | Craighead County, AR | 5031 | Powerline Road / 8POWERLN_RD% (338156) 500kV Substation | MISO |  | ENTERGY ARKANSAS | MISO |  | DPP-2022 South | NRIS | Generation | type1: Solar; type2: Battery; mw1: 400 | Solar+Battery | 2022 | 2026
J3111 | active | 2022-09-15 | 2026-06-30 |  |  |  | Study Not Started | In Progress (unknown study) | Craighead | AR | Craighead County, AR | 5031 | AECC TRUMANN WEST - POWERLINE ROAD 161kv | MISO |  | ENTERGY ARKANSAS | MISO |  | DPP-2022 South | NRIS | Generation | type1: Solar; type2: Battery; mw1: 100 | Solar+Battery | 2022 | 2026
J3112 | active | 2022-09-15 | 2026-06-30 |  |  |  | Study Not Started | In Progress (unknown study) | Phillips | AR | Phillips County, AR | 5107 | Barton - West Helena 115kV | MISO |  | ENTERGY ARKANSAS | MISO |  | DPP-2022 South | NRIS | Generation | type1: Solar; type2: Battery; mw1: 100 | Solar+Battery | 2022 | 2026
J3114 | active | 2022-09-15 | 2026-06-30 |  |  |  | Phase 1 | Cluster Study | Greene | IN | Greene County, IN | 18055 | Taping 'Sandborn Primary / 07SAND61 (248465)' to 'Worthington Primary / 07WORTH (248784)' 161kV line | MISO |  | HOOSIER ENERGY | MISO |  | DPP-2022 Central | NRIS | Generation | type1: Solar; type2: Battery; mw1: 300 | Solar+Battery | 2022 | 2026
J3115 | active | 2022-09-15 | 2026-06-30 |  |  |  | Study Not Started | In Progress (unknown study) | Sharkey | MS | Sharkey County, MS | 28125 | Taping the 'Onward / 3ONWARD+ (336967)' to 'Rolling Fork / 3ROLING FRK! (336968)' 115kV line | MISO |  | COOPERATIVE ENERGY | MISO |  | DPP-2022 South | NRIS | Generation | type1: Solar; type2: Battery; mw1: 216 | Solar+Battery | 2022 | 2026
J3116 | active | 2022-09-15 | 2026-06-30 |  |  |  | Study Not Started | In Progress (unknown study) | Phillips | AR | Phillips County, AR | 5107 | Taping 'AECC Aubrey / 6AUBREY# (338885)' to 'Ritchie SES Switchyard / 6RITCHIE-2! (337991)' 230kV Li | MISO |  | ENTERGY ARKANSAS | MISO |  | DPP-2022 South | NRIS | Generation | type1: Solar; type2: Battery; mw1: 200 | Solar+Battery | 2022 | 2026
J3117 | active | 2022-09-15 | 2026-06-30 |  |  |  | Study Not Started | In Progress (unknown study) | Clay | AR | Clay County, AR | 5021 | Taping the 'Texas Eastern Station 8 / ST.E.P/ S-8 (338229)' to 'McDougal / 5MCDOUGAL# (338695)' 161k | MISO |  | ENTERGY ARKANSAS | MISO |  | DPP-2022 South | NRIS | Generation | type1: Solar; type2: Battery; mw1: 200 | Solar+Battery | 2022 | 2026
J3118 | active | 2022-09-15 | 2026-06-30 |  |  |  | Study Not Started | In Progress (unknown study) | Morehouse Parish | LA | Morehouse Parish, LA | 22067 | Taping the 'Galion / 3GALION (337444)' to 'Oak Grove / 3OAK_GROVE! (337445)' 115kV line | MISO |  | ENTERGY LOUISIANA | MISO |  | DPP-2022 South | NRIS | Generation | type1: Solar; type2: Battery; mw1: 160 | Solar+Battery | 2022 | 2026
J3120 | active | 2022-09-15 | 2026-06-30 |  |  |  | Study Not Started | In Progress (unknown study) | Jackson | AR | Jackson County, AR | 5067 | Taping 'Newport AB / NEWPORTSOLAR (338177)' to 'Cash / 5CASH (338171)' 161kV Line. | MISO |  | ENTERGY ARKANSAS | MISO |  | DPP-2022 South | NRIS | Generation | type1: Solar; type2: Battery; mw1: 200 | Solar+Battery | 2022 | 2026
J3122 | active | 2022-09-14 | 2025-04-15 |  |  |  | Study Not Started | In Progress (unknown study) | Crittenden | AR | Crittenden County, AR | 5035 | BOB WHITE | MISO |  | ENTERGY ARKANSAS | MISO |  | DPP-2022 South | NRIS | Generation | type1: Wind; type2: Battery; mw1: 200 | Wind+Battery | 2022 | 2025
J3136 | active | 2022-09-13 | 2026-11-01 |  |  |  | Phase 1 | Cluster Study | Daviess | IN | Daviess County, IN | 18027 | Hoosier's Sandborn - Grain Processing Center 161kV (GPC Primary - Sandborn Primary) | MISO |  | HOOSIER ENERGY | MISO |  | DPP-2022 Central | NRIS | Generation | type1: Solar; type2: Battery; mw1: 100 | Solar+Battery | 2022 | 2026
J3181 | active | 2022-09-15 | 2027-01-01 |  |  |  | Phase 1 | Cluster Study | Logan | IL | Logan County, IL | 17107 | Fogarty 138 kV Substation | MISO |  | AMEREN ILLINOIS | MISO |  | DPP-2022 Central | NRIS | Generation | type1: Solar; type2: Battery; mw1: 100 | Solar+Battery | 2022 | 2027
J3183 | active | 2022-09-15 | 2027-06-01 |  |  |  | Phase 1 | Cluster Study | Grant | SD | Grant County, SD | 46051 | Big Stone South 230KV Substation | MISO |  | OTTER TAIL POWER COMPANY | MISO |  | DPP-2022 West | NRIS | Generation | type1: Solar; type2: Battery; mw1: 125 | Solar+Battery | 2022 | 2027
J3184 | active | 2022-09-15 | 2027-06-01 |  |  |  | Phase 1 | Cluster Study | St. Clair | IL | St. Clair County, IL | 17163 | South Belleville (4S BELLVLLE 348811) 138 kV | MISO |  | AMEREN ILLINOIS | MISO |  | DPP-2022 Central | NRIS | Generation | type1: Solar; type2: Battery; mw1: 145 | Solar+Battery | 2022 | 2027
J3185 | active | 2022-09-15 | 2027-02-01 |  |  |  | Phase 1 | Cluster Study | Effingham | IL | Effingham County, IL | 17049 | Effingham - Newton 138KV (4EFFINGHM 347025 -4NEWTON 347831) | MISO |  | AMEREN ILLINOIS | MISO |  | DPP-2022 Central | NRIS | Generation | type1: Solar; type2: Battery; mw1: 150 | Solar+Battery | 2022 | 2027
J3186 | active | 2022-09-15 | 2027-01-01 |  |  |  | Study Not Started | In Progress (unknown study) | Bolivar | MS | Bolivar County, MS | 28011 | Rosedale - Delta 115 kV | MISO |  | ENTERGY MISSISSIPPI, LLC. | MISO |  | DPP-2022 South | NRIS | Generation | type1: Solar; type2: Battery; mw1: 100 | Solar+Battery | 2022 | 2027
J3198 | active | 2022-09-15 | 2026-12-22 |  |  |  | Phase 1 | Cluster Study | Barron | WI | Barron County, WI | 55005 | Barron 161KV | MISO |  | DAIRYLAND POWER COOPERATIVE | MISO |  | DPP-2022 West | NRIS | Generation | type1: Solar; type2: Battery; mw1: 80 | Solar+Battery | 2022 | 2026
J3199 | active | 2022-09-15 | 2026-12-22 |  |  |  | Phase 1 | Cluster Study | Adair | MO | Adair County, MO | 29001 | Zachary 345kV | MISO |  | AMEREN ILLINOIS | MISO |  | DPP-2022 Central | NRIS | Generation | type1: Solar; type2: Battery; mw1: 300 | Solar+Battery | 2022 | 2026
J3210 | active | 2022-09-13 | 2025-09-01 |  |  |  | Study Not Started | In Progress (unknown study) | St. Tammany Parish | LA | St. Tammany Parish, LA | 22103 | J2245 Substation | MISO |  | CLECO POWER | MISO |  | DPP-2022 South |  | Generation | type1: Solar; type2: Battery; mw1: 100 | Solar+Battery | 2022 | 2025
J3211 | active | 2022-09-14 | 2025-09-01 |  |  |  | Study Not Started | In Progress (unknown study) | Washington Parish | LA | Washington Parish, LA | 22117 | J1564 Substation | MISO |  | ENTERGY LOUISIANA | MISO |  | DPP-2022 South |  | Generation | type1: Solar; type2: Battery; mw1: 100 | Solar+Battery | 2022 | 2025
J3214 | active | 2022-09-14 | 2025-12-31 |  |  |  | Phase 1 | Cluster Study | Lee | IA | Lee County, IA | 19111 | WEVER / POI J1471 | MISO |  | ITC MIDWEST | MISO |  | DPP-2022 West | NRIS | Generation | type1: Solar; type2: Battery; mw1: 185 | Solar+Battery | 2022 | 2025
J3223 | active | 2022-09-15 | 2027-03-01 |  |  |  | Phase 1 | Cluster Study | Edwards | IL | Edwards County, IL | 17047 | Olney (4JASPER 347868) - Albion (4ALBION N 346510) 138 kV | MISO |  | AMEREN ILLINOIS | MISO |  | DPP-2022 Central | NRIS | Generation | type1: Solar; type2: Battery; mw1: 88 | Solar+Battery | 2022 | 2027
J3224 | active | 2022-09-15 | 2026-08-01 |  |  |  | Phase 1 | Cluster Study | Marion | IL | Marion County, IL | 17121 | 4KINMUNDY-4TANNER 138kv | MISO |  | AMEREN ILLINOIS | MISO |  | DPP-2022 Central | NRIS | Generation | type1: Solar; type2: Battery; mw1: 150 | Solar+Battery | 2022 | 2026
J3226 | active | 2022-09-15 | 2026-08-31 |  |  |  | Phase 1 | Cluster Study | Marshall | IN | Marshall County, IN | 18099 | BURR OAK-PLYMOUTH 138 kV | MISO |  | NORTHERN INDIANA PUBLIC SERVICE COMPANY | MISO |  | DPP-2022 Central | NRIS | Generation | type1: Solar; type2: Battery; mw1: 130 | Solar+Battery | 2022 | 2026
J3229 | active | 2022-09-14 | 2026-04-24 |  |  |  | Phase 1 | Cluster Study | Maries | MO | Maries County, MO | 29125 | 4DILLON-4LKSIDE TP2 138 KV | MISO |  | AMEREN MISSOURI | MISO |  | DPP-2022 Central | NRIS | Generation | type1: Solar; type2: Battery; mw1: 140 | Solar+Battery | 2022 | 2026
J3230 | active | 2022-09-14 | 2025-04-01 |  |  |  | Study Not Started | In Progress (unknown study) | Crittenden | AR | Crittenden County, AR | 5035 | PARKIN - GILMORE 161.0kV | MISO |  | ENTERGY ARKANSAS | MISO |  | DPP-2022 South | NRIS | Generation | type1: Wind; type2: Battery; mw1: 200 | Wind+Battery | 2022 | 2025
J3231 | active | 2022-09-14 | 2024-11-29 |  |  |  | Study Not Started | In Progress (unknown study) | Amite | MS | Amite County, MS | 28005 | Gloster - Liberty 115 kV | MISO |  | ENTERGY MISSISSIPPI, LLC. | MISO |  | DPP-2022 South | NRIS | Generation | type1: Solar; type2: Battery; mw1: 100 | Solar+Battery | 2022 | 2024
J3254 | active | 2024-04-15 | 2026-12-30 | [5 empty] | Pulaski | IL | Pulaski County, IL | 17153 | 5CAPE GIR3 - 5JOPPA SR 161.0kV | MISO |  | AMEREN MISSOURI | MISO |  | DPP-2023 Central |  | Generation | type1: Solar; type2: Battery; mw1: 175 | Solar+Battery | 2024 | 2026
J3309 | active | 2024-04-15 | 2028-06-01 | [5 empty] | Copiah | MS | Copiah County, MS | 28029 | FRANKLIN EHV - RAY BRASWELL EHV 500.0kV | MISO |  | ENTERGY MISSISSIPPI, LLC. | MISO |  | DPP-2023 South |  | Generation | type1: Solar; type2: Battery; mw1: 200 | Solar+Battery | 2024 | 2028
J3310 | active | 2024-04-15 | 2028-06-01 | [5 empty] | Lincoln | MS | Lincoln County, MS | 28085 | BROOKHAVEN | MISO |  | ENTERGY MISSISSIPPI, LLC. | MISO |  | DPP-2023 South |  | Generation | type1: Solar; type2: Battery; mw1: 150 | Solar+Battery | 2024 | 2028
J3314 | active | 2024-04-17 | 2028-06-01 | [5 empty] | Clayton | IA | Clayton County, IA | 19043 | Postville | MISO |  | DAIRYLAND POWER COOPERATIVE | MISO |  | DPP-2023 West |  | Generation | type1: Solar; type2: Battery; mw1: 200 | Solar+Battery | 2024 | 2028
J3317 | active | 2024-04-18 | 2028-06-01 | [5 empty] | Vigo | IN | Vigo County, IN | 18167 | Terre Haute Pfizer | MISO |  | DUKE ENERGY INDIANA | MISO |  | DPP-2023 Central |  | Generation | type1: Solar; type2: Battery; mw1: 150 | Solar+Battery | 2024 | 2028
J3318 | active | 2024-04-15 | 2028-06-01 | [5 empty] | Sullivan | IN | Sullivan County, IN | 18153 | Merom 345 kV Substation | MISO |  | HOOSIER ENERGY | MISO |  | DPP-2023 Central |  | Generation | type1: Solar; type2: Battery; mw1: 300 | Solar+Battery | 2024 | 2028
J3319 | active | 2024-04-15 | 2028-06-01 | [5 empty] | Webster Parish | LA | Webster Parish, LA | 22119 | SAREPTA 345/115 SS | MISO |  | ENTERGY LOUISIANA | MISO |  | DPP-2023 South | ERIS | Generation | type1: Solar; type2: Battery; mw1: 150 | Solar+Battery | 2024 | 2028
J3356 | active | 2024-04-16 | 2026-10-01 | [5 empty] | Pike | IN | Pike County, IN | 18125 | RATTS - ALGIERS 69.0kV | MISO |  | HOOSIER ENERGY | MISO |  | DPP-2023 Central |  | Generation | type1: Solar; type2: Battery; mw1: 65 | Solar+Battery | 2024 | 2026
J3381 | active | 2024-04-18 | 2028-01-01 | [5 empty] | St. Francis | AR | St. Francis County, AR | 5123 | FORREST CITY SOUTH - HUGHES 161.0kV | MISO |  | ENTERGY ARKANSAS | MISO |  | DPP-2023 South |  | Generation | type1: Solar; type2: Battery; mw1: 150.92 | Solar+Battery | 2024 | 2028
J3413 | active | 2024-03-29 | 2028-07-18 | [5 empty] | Pulaski | AR | Pulaski County, AR | 5119 | L.R. 145TH ST | MISO |  | ENTERGY ARKANSAS | MISO |  | DPP-2023 South |  | Generation | type1: Solar; type2: Battery; mw1: 150 | Solar+Battery | 2024 | 2028
J3437 | active | 2024-05-06 | 2027-09-30 | [5 empty] | Ogemaw | MI | Ogemaw County, MI | 26129 | GALLEGHER | MISO |  | METC | MISO |  | DPP-2023 East (ITC) |  | Generation | Solar | Wind | Battery | 160 |  |  | Solar+Wind+Battery | 2024 | 2027
J3443 | active | 2024-04-12 | 2030-06-01 | [5 empty] | Big Stone | MN | Big Stone County, MN | 27011 | Other_ | MISO |  | MISSOURI RIVER ENERGY SERVICES - TRANSMISSION | MISO |  | DPP-2023 West |  | Generation | type1: Wind; type2: Battery; mw1: 250 | Wind+Battery | 2024 | 2030
J3458 | active | 2024-04-18 | 2028-01-01 | [5 empty] | Cross | AR | Cross County, AR | 5037 | TWIST - PARKIN 161.0kV | MISO |  | ENTERGY ARKANSAS | MISO |  | DPP-2023 South |  | Generation | type1: Solar; type2: Battery; mw1: 170 | Solar+Battery | 2024 | 2028
J3467 | active | 2024-04-18 | 2027-04-15 | [5 empty] | Mclean | IL | McLean County, IL | 17113 | Bloomington Brokaw | MISO |  | AMEREN ILLINOIS | MISO |  | DPP-2023 Central |  | Generation | type1: Solar; type2: Battery; mw1: 200 | Solar+Battery | 2024 | 2027
J3468 | active | 2024-04-12 | 2028-06-30 | [5 empty] | Day | SD | Day County, SD | 46037 | Ellendale - Twin Brooks 345.0kV | MISO |  | MONTANA-DAKOTA UTILITIES CO. | MISO |  | DPP-2023 West |  | Generation | type1: Wind; type2: Battery; mw1: 300 | Wind+Battery | 2024 | 2028
J3510 | active | 2024-04-17 | 2028-08-01 | [5 empty] | Cross | AR | Cross County, AR | 5037 | FISHER - CHERRY VALLEY 161.0kV | MISO |  | ENTERGY ARKANSAS | MISO |  | DPP-2023 South |  | Generation | type1: Solar; type2: Battery; mw1: 175 | Solar+Battery | 2024 | 2028
J3528 | active | 2024-04-15 | 2026-12-30 | [5 empty] | Jasper | IL | Jasper County, IL | 17079 | 7CASEY - 7NEWTON 345.0kV | MISO |  | AMEREN ILLINOIS | MISO |  | DPP-2023 Central |  | Generation | type1: Solar; type2: Battery; mw1: 225 | Solar+Battery | 2024 | 2026
J3534 | active | 2024-04-17 | 2028-08-01 | [5 empty] | Madison Parish | LA | Madison Parish, LA | 22065 | DELHI - TALLULAH 115.0kV | MISO |  | ENTERGY LOUISIANA | MISO |  | DPP-2023 South |  | Generation | type1: Solar; type2: Battery; mw1: 125 | Solar+Battery | 2024 | 2028
J3535 | active | 2024-04-17 | 2028-08-01 | [5 empty] | Dunklin | MO | Dunklin County, MO | 29069 | JIM HILL - HAYTI SOUTH 161.0kV | MISO |  | ENTERGY ARKANSAS | MISO |  | DPP-2023 South |  | Generation | type1: Solar; type2: Battery; mw1: 200 | Solar+Battery | 2024 | 2028
J3536 | active | 2024-04-17 | 2028-08-01 | [5 empty] | Poinsett | AR | Poinsett County, AR | 5111 | TRUMANN | MISO |  | ENTERGY ARKANSAS | MISO |  | DPP-2023 South |  | Generation | type1: Solar; type2: Battery; mw1: 190 | Solar+Battery | 2024 | 2028
J3583 | active | 2024-04-18 | 2028-08-01 | [5 empty] | Lonoke | AR | Lonoke County, AR | 5085 | KEO EHV | MISO |  | ENTERGY ARKANSAS | MISO |  | DPP-2023 South |  | Generation | type1: Solar; type2: Battery; mw1: 600 | Solar+Battery | 2024 | 2028
J3586 | active | 2024-04-18 | 2028-01-01 | [5 empty] | Grenada | MS | Grenada County, MS | 28043 | INDIANOLA 230/115 SUB - TILLATOBA 230.0kV | MISO |  | ENTERGY MISSISSIPPI, LLC. | MISO |  | DPP-2023 South |  | Generation | type1: Solar; type2: Battery; mw1: 250.55 | Solar+Battery | 2024 | 2028
J3591 | active | 2024-04-17 | 2028-08-31 | [5 empty] | St. Helena Parish | LA | St. Helena Parish, LA | 22091 | MCKNIGHT - PLANT DANIEL 500.0kV | MISO |  | ENTERGY LOUISIANA | MISO |  | DPP-2023 South |  | Generation | type1: Solar; type2: Battery; mw1: 400 | Solar+Battery | 2024 | 2028
J3593 | active | 2024-04-18 | 2028-03-01 | [5 empty] | Clay | IN | Clay County, IN | 18021 | Wabash River - Staunton 230.0kV | MISO |  | DUKE ENERGY INDIANA | MISO |  | DPP-2023 Central |  | Generation | type1: Solar; type2: Battery; mw1: 250 | Solar+Battery | 2024 | 2028
J3606 | active | 2024-04-18 | 2028-01-01 | [5 empty] | Cross | AR | Cross County, AR | 5037 | PARKIN - GILMORE 161.0kV | MISO |  | ENTERGY ARKANSAS | MISO |  | DPP-2023 South |  | Generation | type1: Solar; type2: Battery; mw1: 197.7 | Solar+Battery | 2024 | 2028
J3609 | active | 2024-04-02 | 2027-12-27 | [5 empty] | Beauregard Parish | LA | Beauregard Parish, LA | 22011 | NELSON 138 SWYD - LONGVILLE (CLECO) 138.0kV | MISO |  | ENTERGY LOUISIANA | MISO |  | DPP-2023 South |  | Generation | type1: Solar; type2: Battery; mw1: 93.1 | Solar+Battery | 2024 | 2027
J3625 | active | 2024-04-05 | 2027-10-27 | [5 empty] | Winn Parish | LA | Winn Parish, LA | 22127 | JELD WEN - WINNFIELD 115 SUB 115.0kV | MISO |  | ENTERGY LOUISIANA | MISO |  | DPP-2023 South |  | Generation | type1: Solar; type2: Battery; mw1: 82 | Solar+Battery | 2024 | 2027
J3629 | active | 2024-04-18 | 2027-12-15 | [5 empty] | Bolivar | MS | Bolivar County, MS | 28011 | DELTA SWYD - DREW [MS] 115.0kV | MISO |  | ENTERGY MISSISSIPPI, LLC. | MISO |  | DPP-2023 South |  | Generation | type1: Solar; type2: Battery; mw1: 210 | Solar+Battery | 2024 | 2027
J3630 | active | 2024-04-18 | 2028-06-15 | [5 empty] | East Feliciana Parish | LA | East Feliciana Parish, LA | 22037 | MOLER - COLFEL 230.0kV | MISO |  | ENTERGY LOUISIANA | MISO |  | DPP-2023 South |  | Generation | type1: Solar; type2: Battery; mw1: 117 | Solar+Battery | 2024 | 2028
J3649 | active | 2024-04-18 | 2028-08-01 | [5 empty] | Houghton | MI | Houghton County, MI | 26061 | Winona | MISO |  | AMERICAN TRANSMISSION COMPANY | MISO |  | DPP-2023 East (ATC) |  | Generation | type1: Solar; type2: Battery; mw1: 200 | Solar+Battery | 2024 | 2028
J3658 | active | 2024-03-25 | 2028-06-30 | [5 empty] | Clark | AR | Clark County, AR | 5019 | GURDON - BEIRNE 115.0kV | MISO |  | ENTERGY ARKANSAS | MISO |  | DPP-2023 South |  | Generation | type1: Solar; type2: Battery; mw1: 150 | Solar+Battery | 2024 | 2028
J3659 | active | 2024-04-16 | 2027-12-27 | [5 empty] | Avoyelles Parish | LA | Avoyelles Parish, LA | 22009 | Yellow Bayou | MISO |  | CLECO POWER | MISO |  | DPP-2023 South |  | Generation | type1: Solar; type2: Battery; mw1: 90.25 | Solar+Battery | 2024 | 2027
J3664 | active | 2024-04-15 | 2028-12-30 | [5 empty] | Lagrange | IN | LaGrange County, IN | 18087 | Other_ | MISO |  | NORTHERN INDIANA PUBLIC SERVICE COMPANY | MISO |  | DPP-2023 Central |  | Generation | type1: Solar; type2: Battery; mw1: 80 | Solar+Battery | 2024 | 2028
J3676 | active | 2024-04-18 | 2027-12-15 | [5 empty] | Otsego | MI | Otsego County, MI | 26137 | Gaylord - Atlanta 138.0kV | MISO |  | WOLVERINE POWER SUPPLY COOPERATIVE | MISO |  | DPP-2023 East (ITC) |  | Generation | type1: Solar; type2: Battery; mw1: 93 | Solar+Battery | 2024 | 2027
J3680 | active | 2024-04-18 | 2028-11-15 | [5 empty] | Scott | MS | Scott County, MS | 28123 | PELAHATCHIE | MISO |  | ENTERGY MISSISSIPPI, LLC. | MISO |  | DPP-2023 South |  | Generation | type1: Solar; type2: Battery; mw1: 189 | Solar+Battery | 2024 | 2028
J3715 | active | 2024-04-18 | 2028-08-01 | [5 empty] | Jackson | IN | Jackson County, IN | 18071 | Other_ | MISO |  | HOOSIER ENERGY | MISO |  | DPP-2023 Central |  | Generation | type1: Solar; type2: Battery; mw1: 150 | Solar+Battery | 2024 | 2028
J3732 | active | 2024-04-15 | 2026-12-30 | [5 empty] | Saline | IL | Saline County, IL | 17165 | 4HARCO - 4MUDDY 138.0kV | MISO |  | AMEREN ILLINOIS | MISO |  | DPP-2023 Central |  | Generation | type1: Solar; type2: Battery; mw1: 175 | Solar+Battery | 2024 | 2026
J3733 | active | 2024-05-25 | 2028-04-17 | [5 empty] | Gibson | IN | Gibson County, IN | 18051 | Oakland City - Old Ben Coal 138.0kV | MISO |  | DUKE ENERGY INDIANA | MISO |  | DPP-2023 Central |  | Generation | type1: Solar; type2: Battery; mw1: 150 | Solar+Battery | 2024 | 2028
J3742 | active | 2024-06-06 | 2028-12-15 | [5 empty] | Otter Tail | MN | Otter Tail County, MN | 27111 | Wahpeton - Fergus Falls 230.0kV | MISO |  | GREAT RIVER ENERGY | MISO |  | DPP-2023 West |  | Generation | type1: Solar; type2: Battery; mw1: 160 | Solar+Battery | 2024 | 2028
J3745 | active | 2024-04-15 | 2028-07-01 | [5 empty] | Dearborn | IN | Dearborn County, IN | 18029 | Sunman Weisburg | MISO |  | DUKE ENERGY INDIANA | MISO |  | DPP-2023 Central |  | Generation | type1: Solar; type2: Battery; mw1: 150 | Solar+Battery | 2024 | 2028
J3746 | active | 2024-04-18 | 2028-03-01 | [5 empty] | Grant Parish | LA | Grant Parish, LA | 22043 | Rodemacher - Sherwood 230.0kV | MISO |  | CLECO POWER | MISO |  | DPP-2023 South |  | Generation | type1: Solar; type2: Battery; mw1: 250 | Solar+Battery | 2024 | 2028
J3747 | active | 2024-04-17 | 2028-03-01 | [5 empty] | Lonoke | AR | Lonoke County, AR | 5085 | WHITE BLUFF EHV - KEO EHV 500.0kV | MISO |  | ENTERGY ARKANSAS | MISO |  | DPP-2023 South |  | Generation | type1: Solar; type2: Battery; mw1: 300 | Solar+Battery | 2024 | 2028
J3748 | active | 2024-04-18 | 2028-03-01 | [5 empty] | Washington | MS | Washington County, MS | 28151 | Gerald Andrus 230 kV | MISO |  | ENTERGY MISSISSIPPI, LLC. | MISO |  | DPP-2023 South |  | Generation | type1: Solar; type2: Battery; mw1: 200 | Solar+Battery | 2024 | 2028
J3764 | active | 2024-04-18 | 2028-03-01 | [5 empty] | Madison | MS | Madison County, MS | 28089 | Virlilia Substation 230 kV | MISO |  | ENTERGY MISSISSIPPI, LLC. | MISO |  | DPP-2023 South |  | Generation | type1: Solar; type2: Battery; mw1: 170 | Solar+Battery | 2024 | 2028
J3769 | active | 2024-04-17 | 2028-08-01 | [5 empty] | Saginaw | MI | Saginaw County, MI | 26145 | MURPHY - NELSON ROAD 345.0kV | MISO |  | WOLVERINE POWER SUPPLY COOPERATIVE | MISO |  | DPP-2023 East (ITC) |  | Generation | type1: Solar; type2: Battery; mw1: 250 | Solar+Battery | 2024 | 2028
J3775 | active | 2024-04-15 | 2028-12-01 | [5 empty] | Desha | AR | Desha County, AR | 5041 | DUMAS - REED SS 115.0kV | MISO |  | ENTERGY ARKANSAS | MISO |  | DPP-2023 South |  | Generation | type1: Solar; type2: Battery; mw1: 160 | Solar+Battery | 2024 | 2028
J3794 | active | 2024-04-18 | 2028-01-01 | [5 empty] | Daviess | KY | Daviess County, KY | 21059 | Daviess County - Utica 69.0kV | MISO |  | BIG RIVERS ELECTRIC CORPORATION | MISO |  | DPP-2023 Central |  | Generation | type1: Solar; type2: Battery; mw1: 50 | Solar+Battery | 2024 | 2028
J3795 | active | 2024-04-18 | 2028-01-01 | [5 empty] | Knox | MO | Knox County, MO | 29103 | 7FABIUS - 7MAYWOOD 345.0kV | MISO |  | AMEREN TRANSMISSION COMPANY OF ILLINOIS | MISO |  | DPP-2023 Central |  | Generation | type1: Solar; type2: Battery; mw1: 91 | Solar+Battery | 2024 | 2028
J3812 | active | 2024-04-18 | 2028-01-01 | [5 empty] | Phillips | AR | Phillips County, AR | 5107 | AECC AUBREY - RITCHIE SWYD 230.0kV | MISO |  | ENTERGY ARKANSAS | MISO |  | DPP-2023 South |  | Generation | type1: Solar; type2: Battery; mw1: 158.59 | Solar+Battery | 2024 | 2028
J3821 | active | 2024-04-18 | 2028-08-01 | [5 empty] | Walker | TX | Walker County, TX | 48471 | RIVTRIN | MISO |  | ENTERGY TEXAS, INC. | MISO |  | DPP-2023 South |  | Generation | type1: Solar; type2: Battery; mw1: 175 | Solar+Battery | 2024 | 2028
J3839 | active | 2024-05-31 | 2028-07-03 | [5 empty] | Union Parish | LA | Union Parish, LA | 22111 | MARION SS (LAGEN) - HUTTIG SS 115.0kV | MISO |  | ENTERGY LOUISIANA | MISO |  | DPP-2025 South |  | Generation | type1: Solar; type2: Battery; mw1: 50 | Solar+Battery | 2024 | 2028
R1003 | active | 2020-08-05 | 2026-05-31 | [5 empty] | Orange | TX | Orange County, TX | 48361 | Sabine 138 & 230 kV (bus #334440, #334431, #334433 | MISO | Replace 1163.3 MW of Sabine Units 3, 4 & 1 with 2 on 1 Combined Cycle Gas Turbine facility; Sabine 1 | ENTERGY TEXAS, INC. | MISO |  |  | NRIS | Generation | type1: Gas; type2: Other; mw1: 1166 | Gas+Other | 2020 | 2026
R1011 | active | 2021-10-04 | 2024-01-15 | [5 empty] | Pike | IN | Pike County, IN | 18125 | Petersburg 345kV Substation | MISO | Replace 250MW of the existing Petersburg coal unit with PV and DC-coupled battery storage; Petersburg 2 | INDIANAPOLIS POWER & LIGHT COMPANY | MISO |  |  | NRIS | Generation | Solar | Other | Battery | 250 |  |  | Solar+Other+Battery | 2021 | 2024
R1012 | active | 2021-09-30 | 2023-07-01 | [5 empty] | Linn | IA | Linn County, IA | 19113 | Duane Arnold 161 kV | MISO | Replace 15 MW of ALTW.FPL_DAEC Unit with Battery; Duane Arnold | Alliant Energy West | MISO |  |  | NRIS | Generation | type1: Other; type2: Battery; mw1: 640 | Other+Battery | 2021 | 2023
R1015 | active | 2022-02-13 | 2025-05-01 | [9 empty] | Edgewater 345kV | MISO | Replacing 300 MW of existing coal generation with BESS; Edgewater 5 | Alliant Energy East | MISO |  |  | NRIS | Generation | type1: Other; type2: Battery; mw1: 423.1 | Other+Battery | 2022 | 2025
R1016 | active | 2022-02-18 | 2023-05-10 | [9 empty] | Bailey 161kV substation(338879) | MISO | Replacing 124 MW of existing gas generation with solar at Woodruff County (formerly Bailey); Woodruff Co Solar | ENTERGY ARKANSAS INC. | MISO |  |  | NRIS | Generation | type1: Solar; type2: Other; mw1: 124.4 | Solar+Other | 2022 | 2023
R1018 | active | 2022-02-23 | 2025-03-31 |  | 2024-03-11 |  |  |  | Allamakee | IA | Allamakee County, IA | 19005 | Lansing 161 kV substation | MISO | Replacing 100 MW of existing coal generation with 28 Power Electronic 4.01 MVA at Lansing Generation Station; Lansing 4 | Alliant Energy West | MISO |  |  | NRIS | Generation | type1: Other; type2: Battery; mw1: 280 | Other+Battery | 2022 | 2025
R1019 | active | 2022-02-15 | 2024-12-31 | [5 empty] | Des Moines | IA | Des Moines County, IA | 19057 | Burlington 161kV | MISO | Replacing 30 MW of existing coal generation with BESS at Burlington Generation Station; Burlington 5 | Alliant Energy West | MISO |  |  | NRIS | Generation | type1: Other; type2: Battery; mw1: 212 | Other+Battery | 2022 | 2024
R1029 | active | 2022-12-12 | 2024-12-01 | [9 empty] | Joppa 161kV Switchyard | MISO | Replacing 37 MW of natural gas generation with BESS at Joppa; Joppa |  | MISO |  |  |  | Generation | type1: Other; type2: Battery; mw1: 37 | Other+Battery | 2022 | 2024
R1036 | active | 2022-12-28 | 2024-05-30 | [5 empty] | Sherburne | MN | Sherburne County, MN | 27141 | Sherburne County 345kV Substation | MISO | Replacing 710 MW of coal generation with solar at Sherco Unit 2; Sherco Unit 2 | NORTHERN STATES POWER COMPANY | MISO |  |  | NRIS | Generation | type1: Solar; type2: Other; mw1: 710 | Solar+Other | 2022 | 2024
R1037 | active | 2023-09-28 | 2026-02-28 | [5 empty] | Allamakee | IA | Allamakee County, IA | 19005 | ITCM Lansing 161kV | MISO | Replacing 180 MW of coal generation with BESS at Lansing; LANSING 4 | ITC MIDWEST | MISO |  |  | NRIS | Generation | type1: Other; type2: Battery; mw1: 180 | Other+Battery | 2023 | 2026
R1038 | active | 2023-10-10 | 2025-11-01 | [5 empty] | Benton | MN | Benton County, MN | 27009 | Mayhew Lake 115kV | MISO | Replacing 100 MW of solar generation with BESS; Mayhew | NORTHERN STATES POWER COMPANY | MISO |  |  | NRIS | Generation | type1: Other; type2: Battery; mw1: 100 | Other+Battery | 2023 | 2025
R1039 | active | 2023-10-05 | 2025-01-31 | [5 empty] | Ouachita | LA | Ouachita, LA | 22073 | Sterlington 115kV | MISO | Replacing 49 MW of gas generation with BESS; Sterlington | ENTERGY LOUISIANA | MISO |  |  | NRIS | Generation | type1: Solar; type2: Other; mw1: 49 | Solar+Other | 2023 | 2025
R1040 | active | 2023-10-04 | 2028-03-31 | [5 empty] | Ottawa | MI | Ottawa County, MI | 26139 | Campbell Substation 345kV | MISO | Replacing 749 MW of coal generation with BESS; Campbell 3 | METC | MISO |  |  | NRIS | Generation | type1: Other; type2: Battery; mw1: 749 | Other+Battery | 2023 | 2028
R1041 | active | 2023-10-12 | 2025-05-31 | [5 empty] | Wayne | MI | Wayne County, MI | 26163 | TCHPP Position JC 120kV | MISO | Replacing 220 MW of coal generation with BESS; Trenton Channel 9 | METC | MISO |  |  | NRIS | Generation | type1: Other; type2: Battery; mw1: 220 | Other+Battery | 2023 | 2025
R1042 | active | 2023-10-17 | 2023-10-01 | [5 empty] | Linn | IA | Linn County, IA | 19113 | Duane Arnold 161kV | MISO | Replacing 50 MW of solar generation with BESS; Duane Arnold | ITC MIDWEST | MISO |  |  | NRIS | Generation | type1: Other; type2: Battery; mw1: 64 | Other+Battery | 2023 | 2023
R1043 | active | 2023-12-20 | 2024-06-01 |  | 2024-12-09 |  |  |  | Des Moines | IA | Des Moines County, IA | 19057 | ITCM Burlington 161kV | MISO | Replacing 31 MW of generation with linear generators powered by natural gas; Burlington 3 | ITC MIDWEST | MISO |  |  | NRIS | Generation | type1: Gas; type2: Other; mw1: 31 | Gas+Other | 2023 | 2024
R1044 | active | 2024-02-21 | 2028-03-31 | [5 empty] | Vermillion | IN | Vermillion County, IN | 18165 | Cayuga Steam Station Switchyards 230kV and 345kV | MISO | Replacing 1014.7 MW of coal generation with Gas/Steam; Cayuga CC1 CC2 | DUKE ENERGY INDIANA | MISO |  |  | NRIS | Generation | type1: Gas; type2: Other; mw1: 1040 | Gas+Other | 2024 | 2028
R1045 | active | 2024-03-04 | 2025-06-03 | [5 empty] | Chippewa | MN | Chippewa County, MN | 27023 | Wheaton 161kV | MISO | Replacing 258MW ERIS gas/oil with 237MW ERIS Natural Gas/oil; Wheaton 1-4 | NORTHERN STATES POWER COMPANY | MISO |  |  | NRIS | Generation | type1: Gas; type2: Other; mw1: 237 | Gas+Other | 2024 | 2025
R1047 | active | 2024-04-09 | 2025-12-31 | [5 empty] | St. Louis | MO | St. Louis County, MO | 29189 | Meramec Substation 138kV | MISO | Replacing 864 MW of coal with Natural Gas Generators; Castle Bluff | AMEREN MISSOURI | MISO |  |  | NRIS | Generation | type1: Gas; type2: Other; mw1: 824 | Gas+Other | 2024 | 2025
R1050 | active | 2024-06-03 | 2027-04-01 | [5 empty] | Scott | MN | Scott County, MN | 27139 | Blue Lake 115kV | MISO | Replacing 135.5 MW with 135.5 MW BESS; Blue Lake Units 1 2 4 | NORTHERN STATES POWER COMPANY | MISO |  |  | NRIS | Generation | type1: Other; type2: Battery; mw1: 135.5 | Other+Battery | 2024 | 2027
R1051 | active | 2024-05-16 | 2025-04-01 | [5 empty] | Scott | MN | Scott County, MN | 27139 | Blue Lake 115kV | MISO | Replacing 55 MW with 29 MW Natural Gas/Fuel Oil; Blue Lake Unit 3 |  | MISO |  |  | NRIS | Generation | type1: Gas; type2: Other; mw1: 55 | Gas+Other | 2024 | 2025
R1052 | active | 2024-06-24 | 2028-03-31 | [9 empty] | "18CAMPBELLW , 18CAMPBELLB | MISO | Replacing 615 MW Coal with 615 MW BESS; Campbell Units 1 & 2 | METC | MISO |  |  | ERIS | Generation | type1: Other; type2: Battery; mw1: 615 | Other+Battery | 2024 | 2028
R1053 | active | 2024-06-26 | 2027-05-30 | [5 empty] | Milwaukee | WI | Milwaukee County, WI | 55079 | Elm Road 345kV | MISO | Replacing 1138 MW Coal with 1138 MW GAS; Oak Creek Units 5-8 | AMERICAN TRANSMISSION COMPANY | MISO |  |  | ERIS | Generation | type1: Gas; type2: Other; mw1: 1138 | Gas+Other | 2024 | 2027
R1054 | active | 2024-07-12 | 2025-09-30 | [5 empty] | Tazewell | IL | Tazewell County, IL | 17179 | E.D. Edwards 69kV | MISO | Replacing 261 MW Coal with 615 MW Solar; Edwards Unit 2 | AMEREN ILLINOIS | MISO |  |  | NRIS | Generation | type1: Solar; type2: Other; mw1: 261 | Solar+Other | 2024 | 2025
R1055 | active | 2024-07-12 | 2025-09-30 | [5 empty] | Peoria | IL | Peoria County, IL | 17143 | E.D. Edwards 138kV | MISO | Replacing 106 MW Coal with 106 MW BESS; Edwards Unit 3 - 106MWBESS | AMEREN ILLINOIS | MISO |  |  | NRIS | Generation | type1: Other; type2: Battery; mw1: 322 | Other+Battery | 2024 | 2025
R1056 | active | 2024-07-12 | 2025-09-30 | [5 empty] | Tazewell | IL | Tazewell County, IL | 17179 | E.D. Edwards 138kV | MISO | Replacing 179 MW Coal with 179 MW Solar; Edwards Unit 3 - 179PV | AMEREN ILLINOIS | MISO |  |  | NRIS | Generation | type1: Solar; type2: Other; mw1: 184.71 | Solar+Other | 2024 | 2025
S1000 | active | 2020-06-20 | [11 empty] | MISO | Surplus; J893 |  | MISO |  |  |  | Generation | type1: Other; type2: Battery; mw1: 10 | Other+Battery | 2020
S1001 | active | 2020-06-25 |  |  | 2024-06-07 | [8 empty] | MISO | Surplus; Gibson Generating Station |  | MISO |  |  |  | Generation | type1: Other; type2: Battery; mw1: 7.5 | Other+Battery | 2020
S1004 | active | 2020-10-28 | [11 empty] | MISO | Surplus; J903 |  | MISO |  |  |  | Generation | type1: Other; type2: Battery; mw1: 30 | Other+Battery | 2020
S1005 | active | 2021-04-02 | [11 empty] | MISO | Surplus; J878 |  | MISO |  |  |  | Generation | type1: Other; type2: Battery; mw1: 60 | Other+Battery | 2021
S1006 | active | 2021-04-02 | 2023-10-30 | [9 empty] | REC Bradford - W. Darien 138kV Line | MISO | Surplus; J850 | AMERICAN TRANSMISSION COMPANY | MISO |  |  |  | Generation | type1: Other; type2: Battery; mw1: 75 | Other+Battery | 2021 | 2023
S1008 | active | 2021-08-04 | 2022-12-31 | [9 empty] | Line Tap between Edwardsport and Amo 345kV | MISO | Surplus; J1419 | DUKE ENERGY INDIANA | MISO |  |  |  | Generation | type1: Other; type2: Battery; mw1: 250 | Other+Battery | 2021 | 2022
S1009 | active | 2021-08-17 | 2023-10-01 | [9 empty] | Pleasant Valley 161kV Substation | MISO | Surplus; Pleasant Valley Peaker | GREAT RIVER ENERGY | MISO |  |  |  | Generation | type1: Wind; type2: Other; mw1: 258.92 | Wind+Other | 2021 | 2023
S1013 | active | 2022-01-26 | 2026-06-30 | [9 empty] | Lakefield Junction 345kV | MISO | Surplus; Three Waters Wind | ITC MIDWEST | MISO |  |  |  | Generation | type1: Wind; type2: Other; mw1: 200 | Wind+Other | 2022 | 2026
S1014 | active | 2022-03-09 | 2028-09-01 | [9 empty] | Merricourt Wind 230kV | MISO | Surplus; Merricourt Solar | MONTANA-DAKOTA UTILITIES CO. | MISO |  |  |  | Generation | type1: Solar; type2: Other; mw1: 49.9 | Solar+Other | 2022 | 2028
S1015 | active | 2022-04-11 | 2025-11-01 | [9 empty] | Garden Corners 138kV | MISO | Surplus; J928 | AMERICAN TRANSMISSION COMPANY | MISO |  |  |  | Generation | type1: Solar; type2: Other; mw1: 55 | Solar+Other | 2022 | 2025
S1016 | active | 2022-04-15 | 2022-06-01 | [9 empty] | Lone Rock 69kV | MISO | Surplus; J864 | AMERICAN TRANSMISSION COMPANY | MISO |  |  |  | Generation | type1: Other; type2: Battery; mw1: 25 | Other+Battery | 2022 | 2022
S1017 | active | 2022-04-11 | 2023-06-01 | [9 empty] | Tennyson 138kV | MISO | Surplus; J947 | AMERICAN TRANSMISSION COMPANY | MISO |  |  |  | Generation | type1: Other; type2: Battery; mw1: 100 | Other+Battery | 2022 | 2023
S1018 | active | 2022-04-20 | 2022-06-01 | [9 empty] | 7 Mile Creek 138kV | MISO | Surplus; J986 | AMERICAN TRANSMISSION COMPANY | MISO |  |  |  | Generation | type1: Other; type2: Battery; mw1: 75 | Other+Battery | 2022 | 2022
S1019 | active | 2022-04-25 | 2023-09-01 | [9 empty] | Redstone 138kV | MISO | Surplus; Gratiot Solar | METC | MISO |  |  |  | Generation | type1: Solar; type2: Other; mw1: 50 | Solar+Other | 2022 | 2023
S1020 | active | 2022-04-25 | 2023-09-01 |  |  | 2022-06-20 |  | IA Executed | Gratiot | MI | Gratiot County, MI | 26057 | Slate Substation 345kV | MISO | Surplus; Polaris Solar | METC | MISO |  |  |  | Surplus | type1: Solar; type2: Other; mw1: 100 | Solar+Other | 2022 | 2023
S1021 | active | 2022-04-25 | 2023-09-01 |  |  | 2022-05-17 |  | IA Executed | Gratiot | MI | Gratiot County, MI | 26057 | Luce Substation | MISO | Surplus; Pine River Solar | METC | MISO |  |  |  | Surplus | type1: Solar; type2: Other; mw1: 80 | Solar+Other | 2022 | 2023
S1022 | active | 2022-05-02 | 2023-10-11 | [5 empty] | Pike | IN | Pike County, IN | 18125 | PETEUA31 4.14kV | MISO | Surplus; Petersburg | DUKE ENERGY INDIANA | MISO |  |  |  | Surplus | type1: Solar; type2: Other; mw1: 3 | Solar+Other | 2022 | 2023
S1023 | active | 2022-05-16 | 2023-03-27 | [5 empty] | Grant | WI | Grant County, WI | 55043 | Nelson Dewey - Lancaster 138kV | MISO | Surplus; J1000 | AMERICAN TRANSMISSION COMPANY | MISO |  |  |  | Surplus | type1: Other; type2: Battery; mw1: 25 | Other+Battery | 2022 | 2023
S1024 | active | 2022-05-16 | 2023-01-26 | [5 empty] | Waushara | WI | Waushara County, WI | 55137 | Wautoma 138kV | MISO | Surplus; J1002 | AMERICAN TRANSMISSION COMPANY | MISO |  |  |  | Surplus | type1: Other; type2: Battery; mw1: 50 | Other+Battery | 2022 | 2023
S1025 | active | 2022-05-16 | 2022-06-01 | [5 empty] | Rock | WI | Rock County, WI | 55105 | Sheepskin 69kV | MISO | Surplus; J1188 | AMERICAN TRANSMISSION COMPANY | MISO |  |  |  | Surplus | type1: Other; type2: Battery; mw1: 25 | Other+Battery | 2022 | 2022
S1026 | active | 2022-05-26 | 2022-07-01 |  |  | 2022-10-31 |  | IA Executed | Dubois | IN | Dubois County, IN | 18037 | Dubois - Culley 138kV line | MISO | Surplus; J1369 | Southern Indiana Gas & Electric Company d/b/a Centerpoint Energy Indiana South | MISO |  |  |  | Surplus | type1: Other; type2: Battery; mw1: 50 | Other+Battery | 2022 | 2022
S1027 | active | 2022-05-26 | 2028-05-31 | [5 empty] | Lake | IN | Lake County, IN | 18089 |  | MISO | Surplus; J1386 | NORTHERN INDIANA PUBLIC SERVICE COMPANY | MISO |  |  |  | Surplus | type1: Other; type2: Battery; mw1: 50 | Other+Battery | 2022 | 2028
S1028 | active | 2022-05-31 | [6 empty] | White | IN | White County, IN | 18181 | Reynolds - Burr Oak 345kV Line | MISO | Surplus; J1067 | NORTHERN INDIANA PUBLIC SERVICE COMPANY | MISO |  |  |  | Surplus | type1: Other; type2: Battery; mw1: 60 | Other+Battery | 2022
S1029 | active | 2022-06-03 | 2024-02-01 | [5 empty] | Mclean | IL | McLean County, IL | 17113 | Aster Substation | MISO | Surplus; J808 |  | MISO |  |  |  | Surplus | type1: Other; type2: Battery; mw1: 99 | Other+Battery | 2022 | 2024
S1030 | active | 2022-06-13 | 2024-02-01 | [5 empty] | Fayette | IL | Fayette County, IL | 17051 |  | MISO | Surplus; J811 |  | MISO |  |  |  | Surplus | type1: Other; type2: Battery; mw1: 99 | Other+Battery | 2022 | 2024
S1031 | active | 2022-08-19 | 2025-07-30 | [5 empty] | Isabella | MI | Isabella County, MI | 26073 | Salt River Substation 138kV | MISO | Surplus; J717 | METC | MISO |  |  |  | Surplus | type1: Solar; type2: Other; mw1: 90 | Solar+Other | 2022 | 2025
S1032 | active | 2022-08-19 | 2025-07-30 | [5 empty] | Isabella | MI | Isabella County, MI | 26073 | Salt River Substation 138kV | MISO | Surplus; J728 | METC | MISO |  |  |  | Surplus | type1: Solar; type2: Other; mw1: 90 | Solar+Other | 2022 | 2025
S1033 | active | 2022-08-15 | 2023-07-05 | [5 empty] | Green | WI | Green County, WI | 55045 | Bass Creek  Albany  North Monroe 138 kV | MISO | Surplus; J1305 | AMERICAN TRANSMISSION COMPANY | MISO |  |  |  | Surplus | type1: Other; type2: Battery; mw1: 25 | Other+Battery | 2022 | 2023
S1035 | active | 2022-08-15 | 2023-07-01 | [5 empty] | Rock | WI | Rock County, WI | 55105 | Townline Rd. - Paddock 138kV | MISO | Surplus; J1304 | AMERICAN TRANSMISSION COMPANY | MISO |  |  |  | Surplus | type1: Other; type2: Battery; mw1: 33 | Other+Battery | 2022 | 2023
S1036 | active | 2022-09-09 | 2025-05-31 | [5 empty] | Mclean | IL | McLean County, IL | 17113 | Dickinson 345 kV, Buffalo, MN | MISO | Surplus; G876/G877 | GREAT RIVER ENERGY | MISO |  |  |  | Surplus | type1: Wind; type2: Other; mw1: 400 | Wind+Other | 2022 | 2025
S1038 | active | 2022-12-07 | 2025-02-01 | [5 empty] | Shiawassee | MI | Shiawassee County, MI | 26155 | Gross 138kV | MISO | Surplus; J796 | ITC | MISO |  |  |  | Surplus | type1: Other; type2: Battery; mw1: 50 | Other+Battery | 2022 | 2025
S1039 | active | 2022-09-01 | 2025-06-30 | [5 empty] | Polk | WI | Polk County, WI | 55095 | Apple River 161kV | MISO | Surplus; J1314 |  | MISO |  |  |  | Surplus | type1: Other; type2: Battery; mw1: 100 | Other+Battery | 2022 | 2025
S1040 | active | 2022-12-16 | 2026-04-23 | [5 empty] | Mclean | IL | McLean County, IL | 17113 | Gibson City South (347114) | MISO | Surplus; J734 | AMEREN ILLINOIS | MISO |  |  |  | Surplus | type1: Solar; type2: Other; mw1: 135 | Solar+Other | 2022 | 2026
S1041 | active | 2023-05-19 | 2026-04-23 | [5 empty] | Ford | IL | Ford County, IL | 17053 | Gibson City South (347114) | MISO | Surplus; J33/J734 | AMEREN ILLINOIS | MISO |  |  |  | Surplus | type1: Solar; type2: Other; mw1: 135 | Solar+Other | 2023 | 2026
S1042 | active | 2022-12-20 | [11 empty] | MISO | Surplus; J806 |  | MISO |  |  |  | Generation | type1: Other; type2: Battery; mw1: 100 | Other+Battery | 2022
S1043 | active | 2023-04-17 | 2024-04-07 | [5 empty] | Dubois | IN | Dubois County, IN | 18037 | Culley to Dubois 138kV tap | MISO | Surplus; J1369 | Southern Indiana Gas & Electric Company d/b/a Centerpoint Energy Indiana South | MISO |  |  |  | Surplus | type1: Other; type2: Battery; mw1: 50 | Other+Battery | 2023 | 2024
S1044 | active | 2023-04-17 | 2024-04-07 | [5 empty] | Lake | IN | Lake County, IN | 18089 | Green Acres 138 kV Substation (43684) | MISO | Surplus; J1386 | NORTHERN INDIANA PUBLIC SERVICE COMPANY | MISO |  |  |  | Surplus | type1: Other; type2: Battery; mw1: 50 | Other+Battery | 2023 | 2024
S1046 | active | 2023-10-13 | 2026-11-01 | [5 empty] | Codington | SD | Codington, SD | 46029 | Big Stone South 230kV | MISO | Surplus; G736 | OTTER TAIL POWER COMPANY | MISO |  |  |  | Surplus | type1: Other; type2: Battery; mw1: 120 | Other+Battery | 2023 | 2026
S1047 | active | 2023-10-13 | 2026-11-01 | [5 empty] | Codington | SD | Codington, SD | 46029 | Big Stone South 230kV | MISO | Surplus; J442 | OTTER TAIL POWER COMPANY | MISO |  |  |  | Surplus | type1: Other; type2: Battery; mw1: 120 | Other+Battery | 2023 | 2026
S1048 | active | 2023-10-30 | 2025-05-01 | [5 empty] | Logan | IL | Logan, IL | 17107 | Fogarty Substation 138kV | MISO | Surplus; J1102 | AMEREN ILLINOIS | MISO |  |  |  | Surplus | type1: Other; type2: Battery; mw1: 40 | Other+Battery | 2023 | 2025
S1049 | active | 2024-04-04 | 2026-08-30 | [5 empty] | Sunflower | MS | Sunflower, MS | 28133 | Shaw to Indianola 115kV Line Tap | MISO | Surplus; J1294 | ENTERGY MISSISSIPPI, LLC. | MISO |  |  |  | Surplus | type1: Other; type2: Battery; mw1: 80 | Other+Battery | 2024 | 2026
S1050 | active | 2024-04-04 | 2026-05-31 |  | 2024-07-12 |  |  |  | Jefferson Davies | LA | Jefferson Davies, LA | 22053 | Lake Charles Bulk 38kV Tap | MISO | Surplus; J1669 | ENTERGY LOUISIANA | MISO |  |  |  | Surplus | type1: Other; type2: Battery; mw1: 165 | Other+Battery | 2024 | 2026
S1051 | active | 2024-06-03 | 2029-03-15 | [5 empty] | Worth | IA | Worth, IA | 19195 | Worth County Substation 161kV | MISO | Surplus; Old Gold | ITC MIDWEST | MISO |  |  |  | Surplus | type1: Other; type2: Battery; mw1: 80 | Other+Battery | 2024 | 2029
S1052 | active | 2024-06-14 | 2026-09-22 | [5 empty] | Cumberland | IL | Cumberland, IL | 17035 | Neoga South 138kV | MISO | Surplus; Shelby | AMEREN ILLINOIS | MISO |  |  |  | Surplus | type1: Solar; type2: Other; mw1: 150 | Solar+Other | 2024 | 2026
S1053 | active | 2024-07-09 | 2026-10-01 | [5 empty] | Chisago | MN | Chisago, MN | 27025 | Chisago County Substation | MISO | Surplus; J385 | NORTHERN STATES POWER COMPANY | MISO |  |  |  | Surplus | type1: Other; type2: Battery; mw1: 100 | Other+Battery | 2024 | 2026
S1054 | active | 2024-07-19 | 2027-10-30 | [5 empty] | Cottonwood | MN | Cottonwood County, MN | 27033 | Lakefield Junction 345kV | MISO | Surplus; Big Bend | NORTHERN STATES POWER COMPANY | MISO |  |  |  | Surplus | type1: Wind; type2: Other; mw1: 550 | Wind+Other | 2024 | 2027
S1057 | active | 2024-07-15 | 2027-07-11 | [5 empty] | Cumberland | IL | Cumberland County, IL; Coles County, IL | 1703517029 | Neoga South | MISO | Surplus; Glacier Moraine | AMEREN ILLINOIS | MISO |  |  | ERIS | Generation | type1: Solar; type2: Other; mw1: 360 | Solar+Other | 2024 | 2027
S1058 | active | 2024-08-13 | 2026-08-01 | [5 empty] | Calhoun | MI | Calhoun County, MI | 26025 | Stonehill Substation 138kV | MISO | Surplus; J806 | METC | MISO |  |  | ERIS | Generation | type1: Other; type2: Battery; mw1: 149 | Other+Battery | 2024 | 2026
S1059 | active | 2024-07-26 | 2027-01-30 | [5 empty] | Tuscola | MI | Tuscola County, MI | 26157 | Dixon 120kV - Bus # 265182 | MISO | Surplus; J199/J202 | ITC | MISO |  |  |  | Surplus | type1: Other; type2: Battery; mw1: 100.3 | Other+Battery | 2024 | 2027
S1062 | active | 2024-08-15 | 2026-10-15 | [5 empty] | Branch | MI | Branch County, MI | 26023 | New Byers 138kV | MISO | Surplus; J1320 | METC | MISO |  |  |  | Surplus | type1: Other; type2: Battery; mw1: 150 | Other+Battery | 2024 | 2026
S1063 | active | 2024-08-28 | 2027-09-30 | [5 empty] | Calhoun | MI | Calhoun County, MI | 26025 | Verona - Foundry 138kV | MISO | Surplus; J758 | METC | MISO |  |  | NRIS | Generation | type1: Other; type2: Battery; mw1: 100 | Other+Battery | 2024 | 2027
S1064 | active | 2024-09-06 | 2026-11-01 | [9 empty] | EDGE SS9 41.6 kV | MISO | Surplus; G291 | OTTER TAIL POWER COMPANY | MISO |  |  | ERIS | Generation | type1: Other; type2: Battery; mw1: 21 | Other+Battery | 2024 | 2026
S1065 | active | 2024-10-07 | 2028-09-30 | [5 empty] | Washtenaw | MI | Washtenaw County, MI | 26161 | Majestic 345kV to Milan 345kV | MISO | Surplus; J1224/J1329 | ITC | MISO |  |  |  | Surplus | type1: Other; type2: Battery; mw1: 85.05 | Other+Battery | 2024 | 2028
S1066 | active | 2024-10-07 | 2027-09-30 | [5 empty] | Lenawee | MI | Lenawee County, MI | 26091 |  | MISO | Surplus; J875 | METC | MISO |  |  |  | Surplus | type1: Other; type2: Battery; mw1: 150 | Other+Battery | 2024 | 2027
S1067 | active | 2024-10-02 | 2027-09-30 | [5 empty] | Washtenaw | MI | Washtenaw, MI | 26161 | Majestic- Lemoyne 345 kV | MISO | Surplus; J1062 | ITC | MISO |  |  |  | Surplus | type1: Other; type2: Battery; mw1: 150 | Other+Battery | 2024 | 2027
NC5-001 | active | 2015-05-11 | 2028-10-31 | [5 empty] | Kane | UT | Kane, UT | 49025 | Navajo-Crystal 525 kV Line | West |  | Navajo-Crystal | N-C |  |  | NRIS/ERIS | Generation | type1: Solar; type2: Battery; mw1: 480 | Solar+Battery | 2015 | 2028
NC5-003 | active | 2017-08-14 | 2022-11-01 | [5 empty] | Clark | NV | Clark, NV | 32003 | South Crystal 525 kV Switchyard | West |  | Navajo-Crystal | N-C |  |  | NRIS/ERIS | Generation | type1: Solar; type2: Battery; mw1: 250 | Solar+Battery | 2017 | 2022
NC5-005 | active | 2018-05-02 | 2021-09-01 | [5 empty] | Clark | NV | Clark, NV | 32003 | South Crystal 525 kV Switchyard | West |  | Navajo-Crystal | N-C |  |  | NRIS/ERIS | Generation | type1: Solar; type2: Battery; mw1: 200 | Solar+Battery | 2018 | 2021
NC5-010 | active | 2024-03-26 | 2028-05-30 | [5 empty] | Kane | UT | Kane, UT | 49025 | Navajo-Crystal 525 kV Line | West |  | Navajo-Crystal | N-C |  |  | NRIS/ERIS | Generation | type1: Solar; type2: Battery; mw1: 500 | Solar+Battery | 2024 | 2028
300 | active | 2016-07-11 | 2020-08-15 |  |  |  | Feasibility Study System Impact Study Facilities Study | Facility Study | Stillwater | MT | Stillwater County, MT | 30095 | 230kV Line between Wilsall and Columbus Rapelje Substations | West |  | NorthWestern Energy | NWMT |  |  | NRIS | Generation | type1: Wind; type2: Battery; mw1: 315 | Wind+Battery | 2016 | 2020
309 | active | 2016-12-09 | 2022-03-31 |  |  |  | Feasibility Study System Impact Study Facilities Study Facilities Study 11/12/2024 | Facility Study | Yellowstone | MT | Yellowstone County, MT | 30111 | 230kV at Broadview Substation | West |  | NorthWestern Energy | NWMT |  |  | NRIS | Generation | type1: Solar; type2: Battery; mw1: 80 | Solar+Battery | 2016 | 2022
311 | active | 2017-02-27 | 2021-12-31 |  |  |  | Feasibility Study System Impact Study Facilities Study Facilities Study 11/14/2024 | Facility Study | Yellowstone | MT | Yellowstone County, MT | 30111 | 500kV at Broadview Substation | West |  | NorthWestern Energy | NWMT |  |  | ERIS | Generation | type1: Solar; type2: Battery; mw1: 300 | Solar+Battery | 2017 | 2021
340 | active | 2018-03-05 | 2021-06-01 |  |  |  | Feasibility Study System Impact Study Facilities Study | Facility Study | Yellowstone | MT | Yellowstone County, MT | 30111 | 161kV line at Alkali Creek Substation | West |  | NorthWestern Energy | NWMT |  |  | NRIS | Generation | type1: Solar; type2: Battery; mw1: 20 | Solar+Battery | 2018 | 2021
390 | active | 2020-08-13 | 2023-12-31 |  |  |  | System Impact Study Facilities Study 5/6/2022 Facilities Study 11/14/2024 | Facility Study | Yellowstone | MT | Yellowstone County, MT | 30111 | 500kV at Broadview Substation | West |  | NorthWestern Energy | NWMT |  |  | ERIS | Generation | Solar | Wind | Battery | 500 |  |  | Solar+Wind+Battery | 2020 | 2023
416 | active | 2021-09-24 | 2023-12-01 |  |  |  | System Impact Study 12/27/2022 System Impact Re-study 5/5/2023 Facilities Study 11/1/2023 | Facility Study | Broadwater | MT | Broadwater County, MT | 30007 | Three Rivers 230kV Substation | West |  | NorthWestern Energy | NWMT |  |  | NRIS/ERIS | Generation | type1: Solar; type2: Battery; mw1: 160 | Solar+Battery | 2021 | 2023
417 | active | 2021-11-19 | 2022-12-31 |  |  |  | System Impact Study 5/5/2022 Facilities Study 9/27/2022 | Facility Study | Wheatland | MT | Wheatland County, MT | 30107 | 230 kV line between Harlowton and Judith Gap | West |  | NorthWestern Energy | NWMT |  |  | ERIS | Generation | type1: Solar; type2: Battery; mw1: 50 | Solar+Battery | 2021 | 2022
421 | active | 2022-02-11 | 2025-12-01 |  |  |  | System Impact Study 10/21/2022 Facilities Study 2/1/2023 | Facility Study | Stillwater | MT | Stillwater County, MT | 30095 | 230 kV line between Columbus-Rapelje and Stillwater Wind | West |  | NorthWestern Energy | NWMT |  |  | ERIS | Generation | type1: Solar; type2: Battery; mw1: 200 | Solar+Battery | 2022 | 2025
431 | active | 2022-09-06 | 2024-12-31 |  |  |  | System Impact 2/10/2023 Facilities Study 9/22/2023 | Facility Study | Wheatland | MT | Wheatland County, MT | 30107 | 230 kV line between Harlowton and Judith Gap | West |  | NorthWestern Energy | NWMT |  |  | ERIS | Generation | type1: Solar; type2: Battery; mw1: 50 | Solar+Battery | 2022 | 2024
432 | active | 2022-09-06 | 2025-09-01 |  |  |  | System Impact 2/10/2023 Facilities Study 9/21/2023 | Facility Study | Wheatland | MT | Wheatland County, MT | 30107 | 230 kV line between Harlowton and Judith Gap | West |  | NorthWestern Energy | NWMT |  |  | ERIS | Generation | type1: Solar; type2: Battery; mw1: 50 | Solar+Battery | 2022 | 2025
433 | active | 2022-09-06 | 2025-10-01 |  |  |  | System Impact 2/7/2023 System Impact Re-Study 6/2/2023 Facilities Study 9/20/2023 | Facility Study | Stillwater | MT | Stillwater County, MT | 30095 | Columbus Rapelje Substation | West |  | NorthWestern Energy | NWMT |  |  | ERIS | Generation | type1: Solar; type2: Battery; mw1: 65 | Solar+Battery | 2022 | 2025
434 | active | 2022-09-06 | 2025-11-01 |  |  |  | System Impact 2/7/2023 System Impact Re-Study 6/2/2023 Facilities Study 9/20/2023 | Facility Study | Stillwater | MT | Stillwater County, MT | 30095 | Columbus Rapelje Substation | West |  | NorthWestern Energy | NWMT |  |  | ERIS | Generation | type1: Solar; type2: Battery; mw1: 65 | Solar+Battery | 2022 | 2025
435 | active | 2022-11-04 | 2025-12-01 |  |  |  | Feasibility Study 2/13/2023 System Impact Study 8/15/2023 Facilities Study 7/26/2024 | Facility Study | Rosebud | MT | Rosebud County, MT | 30087 | Colstrip 500kV Substation | West |  | NorthWestern Energy | NWMT |  |  | NRIS/ERIS | Generation | type1: Solar; type2: Battery; mw1: 800 | Solar+Battery | 2022 | 2025
440 | active | 2023-01-25 | 2023-12-31 |  |  |  | Feasibility Study 7/12/2023 System Impact Study 11/10/2023 | System Impact Study | Lewis And Clark | MT | Lewis and Clark County, MT | 30049 | Helena Airport | West |  | NorthWestern Energy | NWMT |  |  | NRIS | Generation | type1: Solar; type2: Battery; mw1: 4.58 | Solar+Battery | 2023 | 2023
Company 165 | active | 2018-09-17 | 2026-09-01 |  |  |  |  | IA Executed | Clark | NV | Clark, NV | 32003 |  | West |  | NV Energy | NVE |  |  | NRIS/ERIS | Generation | type1: Solar; type2: Battery; mw1: 300 | Solar+Battery | 2018 | 2026
Company 166 | active | 2018-09-20 | 2026-03-01 |  |  |  |  | IA Executed | Clark | NV | Clark, NV | 32003 |  | West |  | NV Energy | NVE |  |  | NRIS | Generation | type1: Solar; type2: Battery; mw1: 200 | Solar+Battery | 2018 | 2026
Company 168 | active | 2018-09-26 | 2026-03-01 |  |  |  |  | IA Executed | Clark | NV | Clark, NV | 32003 |  | West |  | NV Energy | NVE |  |  | NRIS | Generation | type1: Solar; type2: Battery; mw1: 150 | Solar+Battery | 2018 | 2026
Company 174 | active | 2019-03-22 | 2023-05-01 |  |  |  |  | IA Executed | Clark | NV | Clark, NV | 32003 |  | West |  | NV Energy | NVE |  |  | NRIS/ERIS | Generation | type1: Solar; type2: Battery; mw1: 100 | Solar+Battery | 2019 | 2023
Company 181 | active | 2019-09-25 | 2028-01-01 |  |  |  |  | IA Executed | Clark | NV | Clark, NV | 32003 |  | West |  | NV Energy | NVE |  |  | NRIS/ERIS | Generation | type1: Solar; type2: Battery; mw1: 200 | Solar+Battery | 2019 | 2028
Company 192 | active | 2020-09-22 | 2024-06-30 |  |  |  |  | IA Executed | Clark | NV | Clark, NV | 32003 |  | West |  | NV Energy | NVE |  |  | NRIS | Generation | type1: Solar; type2: Battery; mw1: 200 | Solar+Battery | 2020 | 2024
Company 193 | active | 2021-03-24 | 2026-03-31 |  |  |  |  | IA Executed | Clark | NV | Clark, NV | 32003 |  | West |  | NV Energy | NVE |  |  | NRIS/ERIS | Generation | type1: Solar; type2: Battery; mw1: 57 | Solar+Battery | 2021 | 2026
Company 238 | active | 2023-01-19 | 2028-09-01 |  |  |  |  | In Progress (unknown study) | Nye | NV | Nye, NV | 32023 |  | West |  | NV Energy | NVE |  |  | NRIS/ERIS | Generation | type1: Solar; type2: Battery; mw1: 1000 | Solar+Battery | 2023 | 2028
Company 253 | active | 2023-06-01 | 2029-05-01 |  |  |  |  | In Progress (unknown study) | Clark | NV | Clark, NV | 32003 |  | West |  | NV Energy | NVE |  |  | NRIS/ERIS | Generation | type1: Solar; type2: Battery; mw1: 169 | Solar+Battery | 2023 | 2029
Company 254 | active | 2023-09-25 | 2026-08-30 |  |  |  |  | In Progress (unknown study) | Nye | NV | Nye, NV | 32023 |  | West |  | NV Energy | NVE |  |  | NRIS | Generation | type1: Solar; type2: Battery; mw1: 600 | Solar+Battery | 2023 | 2026
Company 255 | active | 2023-09-25 | 2027-09-01 |  |  |  |  | In Progress (unknown study) | Nye | NV | Nye, NV | 32023 |  | West |  | NV Energy | NVE |  |  | NRIS | Generation | type1: Solar; type2: Battery; mw1: 600 | Solar+Battery | 2023 | 2027
Company 256 | active | 2023-09-25 | 2029-08-31 |  |  |  |  | In Progress (unknown study) | Nye | NV | Nye, NV | 32023 |  | West |  | NV Energy | NVE |  |  | NRIS/ERIS | Generation | type1: Solar; type2: Battery; mw1: 500 | Solar+Battery | 2023 | 2029
Company IL | active | 2018-03-29 | 2027-02-01 |  |  |  |  | IA Executed | Washoe | NV | Washoe, NV | 32031 |  | West |  | NV Energy | NVE |  |  | NRIS | Generation | type1: Solar; type2: Battery; mw1: 200 | Solar+Battery | 2018 | 2027
Company JE | active | 2018-09-26 | 2027-12-01 |  |  |  |  | IA Executed | Churchill | NV | Churchill, NV | 32001 |  | West |  | NV Energy | NVE |  |  | NRIS/ERIS | Generation | type1: Solar; type2: Battery; mw1: 125 | Solar+Battery | 2018 | 2027
Company JI | active | 2018-09-27 | 2023-12-31 |  |  |  |  | IA Executed | Washoe | NV | Washoe, NV | 32031 |  | West |  | NV Energy | NVE |  |  | NRIS | Generation | type1: Solar; type2: Battery; mw1: 400 | Solar+Battery | 2018 | 2023
Company KN | active | 2020-08-28 | 2024-06-01 |  |  |  |  | IA Executed | Humboldt | NV | Humboldt, NV | 32013 |  | West |  | NV Energy | NVE |  |  | NRIS | Generation | type1: Solar; type2: Battery; mw1: 250 | Solar+Battery | 2020 | 2024
Company KR | active | 2020-09-22 | 2028-12-31 |  |  |  |  | IA Executed | White Pine | NV | White Pine, NV | 32033 |  | West |  | NV Energy | NVE |  |  | NRIS | Generation | Solar | Wind | Battery | 600 |  |  | Solar+Wind+Battery | 2020 | 2028
Company KU | active | 2020-09-23 | 2025-04-15 |  |  |  |  | IA Executed | Lyon | NV | Lyon, NV | 32019 |  | West |  | NV Energy | NVE |  |  | NRIS | Generation | type1: Solar; type2: Battery; mw1: 400 | Solar+Battery | 2020 | 2025
Company LG | active | 2021-03-31 | 2029-12-31 |  |  |  |  | IA Executed | Lyon | NV | Lyon, NV | 32019 |  | West |  | NV Energy | NVE |  |  | NRIS/ERIS | Generation | type1: Solar; type2: Battery; mw1: 200 | Solar+Battery | 2021 | 2029
Company LK | active | 2021-03-31 | 2029-12-31 |  |  |  |  | IA Executed | Lyon | NV | Lyon, NV | 32019 |  | West |  | NV Energy | NVE |  |  | NRIS/ERIS | Generation | type1: Solar; type2: Battery; mw1: 200 | Solar+Battery | 2021 | 2029
Company LP | active | 2021-09-24 | 2029-12-31 |  |  |  |  | IA Executed | Lyon | NV | Lyon, NV | 32019 |  | West |  | NV Energy | NVE |  |  | NRIS/ERIS | Generation | type1: Solar; type2: Battery; mw1: 400 | Solar+Battery | 2021 | 2029
Company LU | active | 2021-09-28 | 2029-12-31 |  |  |  |  | IA Executed | Mineral | NV | Mineral, NV | 32021 |  | West |  | NV Energy | NVE |  |  | NRIS | Generation | type1: Solar; type2: Battery; mw1: 700 | Solar+Battery | 2021 | 2029
Company MA | active | 2021-09-29 | 2028-12-31 |  |  |  |  | IA Executed | White Pine | NV | White Pine, NV | 32033 |  | West |  | NV Energy | NVE |  |  | NRIS/ERIS | Generation | type1: Solar; type2: Battery; mw1: 300 | Solar+Battery | 2021 | 2028
Company MB | active | 2021-09-29 | 2028-12-31 |  |  |  |  | IA Executed | White Pine | NV | White Pine, NV | 32033 |  | West |  | NV Energy | NVE |  |  | NRIS/ERIS | Generation | type1: Solar; type2: Battery; mw1: 300 | Solar+Battery | 2021 | 2028
Company MG | active | 2021-09-30 | 2023-10-01 |  |  |  |  | IA Executed | Humboldt | NV | Humboldt, NV | 32013 |  | West |  | NV Energy | NVE |  |  | NRIS/ERIS | Generation | type1: Solar; type2: Battery; mw1: 170 | Solar+Battery | 2021 | 2023
Company MH | active | 2021-09-30 | 2024-09-01 |  |  |  |  | IA Executed | Churchill | NV | Churchill, NV | 32001 |  | West |  | NV Energy | NVE |  |  | NRIS | Generation | type1: Solar; type2: Battery; mw1: 300 | Solar+Battery | 2021 | 2024
Company MI | active | 2021-09-30 | 2024-09-01 |  |  |  |  | IA Executed | Churchill | NV | Churchill, NV | 32001 |  | West |  | NV Energy | NVE |  |  | NRIS | Generation | type1: Solar; type2: Battery; mw1: 700 | Solar+Battery | 2021 | 2024
Company MN | active | 2021-12-21 | 2022-06-01 |  |  |  |  | IA Executed | Lyon | NV | Lyon, NV | 32019 |  | West |  | NV Energy | NVE |  |  | ERIS | Generation | type1: Solar; type2: Geothermal; mw1: 1.3 | Solar+Geothermal | 2021 | 2022
Company MT | active | 2022-03-25 | 2030-12-31 |  |  |  |  | IA Executed | White Pine | NV | White Pine, NV | 32033 |  | West |  | NV Energy | NVE |  |  | NRIS/ERIS | Generation | type1: Solar; type2: Battery; mw1: 300 | Solar+Battery | 2022 | 2030
Company MU | active | 2022-03-25 | 2030-12-31 |  |  |  |  | IA Executed | White Pine | NV | White Pine, NV | 32033 |  | West |  | NV Energy | NVE |  |  | NRIS/ERIS | Generation | type1: Solar; type2: Battery; mw1: 300 | Solar+Battery | 2022 | 2030
Company MW | active | 2022-03-28 | 2030-12-31 |  |  |  |  | IA Executed | White Pine | NV | White Pine, NV | 32033 |  | West |  | NV Energy | NVE |  |  | NRIS/ERIS | Generation | type1: Solar; type2: Battery; mw1: 400 | Solar+Battery | 2022 | 2030
Company NC | active | 2022-03-29 | 2030-12-31 |  |  |  |  | IA Executed | Washoe | NV | Washoe, NV | 32031 |  | West |  | NV Energy | NVE |  |  | NRIS | Generation | type1: Solar; type2: Battery; mw1: 600 | Solar+Battery | 2022 | 2030
Company OI | active | 2023-01-09 | 2026-12-01 |  |  |  |  | In Progress (unknown study) | Esmeralda | NV | Esmeralda, NV | 32009 |  | West |  | NV Energy | NVE |  |  | NRIS/ERIS | Generation | type1: Solar; type2: Battery; mw1: 380 | Solar+Battery | 2023 | 2026
Company OJ | active | 2023-01-09 | 2026-12-01 |  |  |  |  | In Progress (unknown study) | Esmeralda | NV | Esmeralda, NV | 32009 |  | West |  | NV Energy | NVE |  |  | NRIS/ERIS | Generation | type1: Solar; type2: Battery; mw1: 200 | Solar+Battery | 2023 | 2026
Company PK | active | 2022-03-22 | 2027-03-01 |  |  |  |  | In Progress (unknown study) | Esmeralda | NV | Esmeralda, NV | 32009 |  | West |  | NV Energy | NVE |  |  | NRIS/ERIS | Generation | type1: Solar; type2: Battery; mw1: 500 | Solar+Battery | 2022 | 2027
Company PO | active | 2023-03-24 | 2025-09-15 |  |  |  |  | In Progress (unknown study) | Eureka | NV | Eureka, NV | 32011 |  | West |  | NV Energy | NVE |  |  | NRIS | Generation | type1: Solar; type2: Battery; mw1: 140 | Solar+Battery | 2023 | 2025
Company PQ | active | 2023-03-28 | 2026-12-31 |  |  |  |  | In Progress (unknown study) | Esmeralda | NV | Esmeralda, NV | 32009 |  | West |  | NV Energy | NVE |  |  | NRIS/ERIS | Generation | type1: Solar; type2: Battery; mw1: 200 | Solar+Battery | 2023 | 2026
Company PR | active | 2023-03-28 | 2026-12-31 |  |  |  |  | In Progress (unknown study) | Esmeralda | NV | Esmeralda, NV | 32009 |  | West |  | NV Energy | NVE |  |  | NRIS/ERIS | Generation | type1: Solar; type2: Battery; mw1: 300 | Solar+Battery | 2023 | 2026
Company QC | active | 2023-03-23 | 2026-01-15 |  |  |  |  | In Progress (unknown study) | Pershing | NV | Pershing, NV | 32027 |  | West |  | NV Energy | NVE |  |  | NRIS/ERIS | Generation | type1: Solar; type2: Battery; mw1: 200 | Solar+Battery | 2023 | 2026
Company QI | active | 2023-09-25 | 2027-12-01 |  |  |  |  | In Progress (unknown study) | Esmeralda | NV | Esmeralda, NV | 32009 |  | West |  | NV Energy | NVE |  |  | NRIS/ERIS | Generation | type1: Wind; type2: Battery; mw1: 959.5 | Wind+Battery | 2023 | 2027
Company QX | active | 2024-03-28 | 2028-11-15 |  |  |  |  | In Progress (unknown study) | Churchill | NV | Churchill, NV | 32001 |  | West |  | NV Energy | NVE |  |  | NRIS/ERIS | Generation | type1: Solar; type2: Battery; mw1: 240 | Solar+Battery | 2024 | 2028
783 | active | 2018-12-07 | 2027-01-01 |  |  |  | FES, SRIS, FS | Facility Study | Chautauqua | NY | Chautauqua County, NY | 36013 | South Ripley Substation 230kV | NYISO | South Ripley Solar and BESS | NM-NG | NYISO | ConnectGen Chautauqua County LLC |  |  | Generation | type1: Solar; type2: Battery; mw1: 270 | Solar+Battery | 2018 | 2027
800 | active | 2019-02-20 | 2028-04-01 |  |  |  | FES, SRIS | System Impact Study | St. Lawrence | NY | St. Lawrence County, NY | 36089 | Moses - Adirondack 230 kV Line #2 (MA2) | NYISO | Rich Road Solar Energy Center | NYPA | NYISO | EDF Renewables Development, Inc. |  |  | Generation | type1: Solar; type2: Battery; mw1: 240 | Solar+Battery | 2019 | 2028
1031 | active | 2020-06-18 | 2028-12-01 |  |  |  | SRIS | System Impact Study | Montgomery | NY | Montgomery County, NY | 36057 | Marcy - New Scotland 345kV | NYISO | Mill Point Solar | NM-NG | NYISO | ConnectGen Montgomery County LLC |  |  | Generation | type1: Solar; type2: Battery; mw1: 250 | Solar+Battery | 2020 | 2028
1096 | active | 2020-09-14 | 2027-11-01 |  |  |  | SRIS | System Impact Study | Allegany | NY | Allegany, NY | 36003 | Andover - Palmeter 115 kV, Line 932 | NYISO | Alfred Oaks Solar | NYSEG | NYISO | Northland Power U.S. Projects |  |  | Generation | type1: Solar; type2: Battery; mw1: 100 | Solar+Battery | 2020 | 2027
1329 | active | 2022-02-11 | 2026-12-01 |  |  |  | FES, SIS, FS | Facility Study | Oswego | NY | Oswego County, NY | 36075 | Curtis Street - Teall 115 kV | NYISO | ELP Granby Solar II | NM-NG | NYISO | ELP Granby Solar II LLC |  |  | Generation | type1: Solar; type2: Battery; mw1: 20 | Solar+Battery | 2022 | 2026
C24-043 | active | 2024-08-01 | 2029-11-01 | [5 empty] | Wayne | NY | Wayne County, NY | 36117 | 345kV PM2 between Pannell-Clay | NYISO | Rosalen Solar Energy Center | NYPA | NYISO | EDF Renewables Development, Inc. | C24 |  | Generation | type1: Solar; type2: Battery; mw1: 200 | Solar+Battery | 2024 | 2029
C24-065 | active | 2024-08-01 | 2027-12-01 | [5 empty] | Chautauqua | NY | Chautauqua County, NY | 36013 | Dunkirk-Falconer115kVLine#160 | NYISO | Maplehurst Energy Park | NM-NG | NYISO | Hanwha Q CELLS USA Corp. | C24 |  | Generation | type1: Solar; type2: Battery; mw1: 75 | Solar+Battery | 2024 | 2027
C24-090 | active | 2024-08-15 | 2027-09-01 | [5 empty] | Allegany | NY | Allegany, NY | 36003 | HOMER HILL - ANDOVER 115kV line #157 | NYISO | Cuba Solar Facility | NM-NG | NYISO | Quantum DPI group | C24 |  | Generation | type1: Solar; type2: Battery; mw1: 22 | Solar+Battery | 2024 | 2027
C24-092 | active | 2024-08-20 | 2027-09-01 | [5 empty] | Allegany | NY | Allegany, NY | 36003 | Homer Hill to ANDOVER 115kV Line 157 | NYISO | Scio Solar Facility | NM-NG | NYISO | Quantum DPI Group | C24 |  | Generation | type1: Solar; type2: Battery; mw1: 50 | Solar+Battery | 2024 | 2027
C24-095 | active | 2024-08-23 | 2028-07-01 | [5 empty] | Albany | NY | Albany, NY | 36001 | Central Hudson 69kV Line #NW Westerlo-New Baltimore | NYISO | Westerlo Solar | CHGE | NYISO | Westerlo Solar LLC | C24 |  | Generation | type1: Solar; type2: Battery; mw1: 40 | Solar+Battery | 2024 | 2028
C24-099 | active | 2024-08-26 | 2028-07-01 | [5 empty] | Essex | NY | Essex County, NY | 36031 | Ticonderoga to Republic 115Kv Line 2 | NYISO | Crown Point Solar | NM-NG | NYISO | Crown Point Solar LLC | C24 |  | Generation | type1: Solar; type2: Battery; mw1: 20 | Solar+Battery | 2024 | 2028
C24-102 | active | 2024-08-27 | 2028-07-01 | [5 empty] | Schenectady | NY | Schenectady County, NY | 36093 | Rotterdam-Maple Ave 115kV Line 10. | NYISO | ELP Rotterdam Solar | NM-NG | NYISO | ELP Rotterdam Solar LLC | C24 |  | Generation | type1: Solar; type2: Battery; mw1: 35 | Solar+Battery | 2024 | 2028
C24-103 | active | 2024-08-27 | 2028-07-01 | [5 empty] | Steuben | NY | Steuben County, NY | 36101 | Avoca 230 kV - Stoney Ridge 230 kV Line #68 | NYISO | Bath Solar | NYSEG | NYISO | Bath Solar LLC | C24 |  | Generation | type1: Solar; type2: Battery; mw1: 185 | Solar+Battery | 2024 | 2028
C24-115 | active | 2024-08-30 | 2030-06-01 | [5 empty] | Chautauqua | NY | Chautauqua County, NY | 36013 | Moon Road Sub 115 kV | NYISO | Iris Bloom Solar | NM-NG | NYISO | Iris Bloom Solar Project, LLC | C24 |  | Generation | type1: Solar; type2: Battery; mw1: 150 | Solar+Battery | 2024 | 2030
C24-120 | active | 2024-09-03 | 2030-06-01 | [5 empty] | Oneida | NY | Oneida County, NY | 36065 | Boonville to Rome 115KV Line 3 | NYISO | Field Day Solar | NM-NG | NYISO | Field Day Solar Project, LLC | C24 |  | Generation | type1: Solar; type2: Battery; mw1: 300 | Solar+Battery | 2024 | 2030
C24-121 | active | 2024-09-03 | 2030-06-01 | [5 empty] | Jefferson | NY | Jefferson County, NY | 36045 | Thousand Islands-Coffeen Line 4: Lyme Tap 115kV | NYISO | Beacon Harbor Solar | NM-NG | NYISO | Beacon Harbor Solar Project, LLC | C24 |  | Generation | type1: Solar; type2: Battery; mw1: 195 | Solar+Battery | 2024 | 2030
C24-125 | active | 2024-09-05 | 2027-12-01 | [5 empty] | Sullivan | NY | Sullivan County, NY | 36105 | Coopers Corner to Middletown Tap 345 kV Line | NYISO | Town Line Solar Phase II | NYPA | NYISO | RWE Solar Development, LLC | C24 |  | Generation | type1: Solar; type2: Battery; mw1: 60 | Solar+Battery | 2024 | 2027
C24-172 | active | 2024-09-17 | 2027-12-01 | [5 empty] | Ulster | NY | Ulster County, NY | 36111 | BOULEVARD 69 kV SUBSTATION | NYISO | BRESH HYBRID | CHGE | NYISO | Blue Stone Renewable XVI | C24 |  | Generation | type1: Solar; type2: Battery; mw1: 59.2 | Solar+Battery | 2024 | 2027
C24-175 | active | 2024-09-17 | 2027-12-01 | [5 empty] | Mckean | PA | McKean County, PA | 42083 | Homer City to Pierce Brook 345 kV Line | NYISO | Stargazer I | NYSEG | NYISO | RWE Solar Development, LLC | C24 |  | Generation | type1: Solar; type2: Battery; mw1: 325 | Solar+Battery | 2024 | 2027
C24-176 | active | 2024-09-17 | 2027-12-01 | [5 empty] | Mckean | PA | McKean County, PA | 42083 | Homer City to Pierce Brook 345 kV Line | NYISO | Stargazer II | NYSEG | NYISO | RWE Solar Development, LLC | C24 |  | Generation | type1: Solar; type2: Battery; mw1: 325 | Solar+Battery | 2024 | 2027
C24-179 | active | 2024-09-17 | 2029-12-01 | [5 empty] | Tompkins | NY | Tompkins County, NY | 36109 | Miliken to Etna Line #974 115 kV line | NYISO | Silverline Energy Center | NYSEG | NYISO | Silverline Energy Center, LLC | C24 |  | Generation | type1: Solar; type2: Battery; mw1: 150 | Solar+Battery | 2024 | 2029
C24-188 | active | 2024-09-18 | 2029-12-01 | [5 empty] | Herkimer | NY | Herkimer County, NY; Oswego County, NY | 3604336075 | Edic 345 kV (137200) to Princetown 345 kV (148965) southern circuit #352 | NYISO | Wheelhouse Solar Energy Center | NYPA | NYISO | Wheelhouse Solar Energy Center, LLC | C24 |  | Generation | type1: Solar; type2: Battery; mw1: 350 | Solar+Battery | 2024 | 2029
C24-202 | active | 2024-09-19 | 2029-12-01 | [5 empty] | Genesee | NY | Genesee County, NY | 36037 | Dysinger-New Rochester 345kV Line (DH2) | NYISO | Brusselville Solar Energy Center | NYPA | NYISO | Brusselville Solar, LLC | C24 |  | Generation | type1: Solar; type2: Battery; mw1: 170 | Solar+Battery | 2024 | 2029
C24-204 | active | 2024-09-19 | 2029-12-01 | [5 empty] | Seneca | NY | Seneca County, NY | 36099 | Clay - Pannell (Station 122), Line #1 345 kV line | NYISO | Declaration Energy Center | NYPA | NYISO | Declaration Energy Center, LLC | C24 |  | Generation | type1: Solar; type2: Battery; mw1: 550 | Solar+Battery | 2024 | 2029
C24-221-003 | active | 2024-09-20 | 2030-06-01 | [5 empty] | Oneida | NY | Oneida County, NY | 36065 | Edic - Fraser 345kV | NYISO | Snowy Knoll Wind Project | NYPA | NYISO | Snowy Knoll Wind Project, LLC | C24 |  | Generation | type1: Wind; type2: Battery; mw1: 350 | Wind+Battery | 2024 | 2030
C24-224 | active | 2024-09-20 | 2029-10-01 | [5 empty] | Steuben | NY | Steuben County, NY | 36101 | Tap 115kV line from Bath 115 kV station to Spencer Hill (Howard) 115 kV Station | NYISO | Cohocton | NYSEG | NYISO | ACE DevCo NC, LLC | C24 |  | Generation | type1: Solar; type2: Battery; mw1: 130 | Solar+Battery | 2024 | 2029
C24-259 | active | 2024-09-23 | 2027-12-01 | [5 empty] | Schuyler | NY | Schuyler County, NY | 36097 | Cayuta to Ridge Road 34.5 kV Line# 501 | NYISO | Christmas Tree | NYSEG | NYISO | Nexamp Solar LLC | C24 |  | Generation | type1: Solar; type2: Battery; mw1: 25 | Solar+Battery | 2024 | 2027
C24-269 | active | 2024-09-24 | 2028-05-01 | [5 empty] | Delaware | NY | Delaware County, NY | 36025 | Fraser Tap-Colliers 115 kV line #951 | NYISO | Stonewall Solar | NYSEG | NYISO | Stonewall Solar LLC | C24 |  | Generation | type1: Solar; type2: Battery; mw1: 145 | Solar+Battery | 2024 | 2028
C24-312 | active | 2024-10-02 | 2028-05-01 | [5 empty] | St. Lawrence | NY | St. Lawrence County, NY | 36089 | Dennison-Colton #5 115kV Line. | NYISO | St. Regis | NM-NG | NYISO | BW Solar Holding Inc. | C24 |  | Generation | type1: Solar; type2: Battery; mw1: 58.5 | Solar+Battery | 2024 | 2028
C24-319 | active | 2024-10-05 | 2027-12-01 | [5 empty] | Madison | NY | Madison County, NY | 36053 | CLAY to EDIC 345 kV Line #15 Circuit #2 | NYISO | Ditch Creek | NYPA | NYISO | Ditch Creek Solar LLC | C24 |  | Generation | type1: Solar; type2: Battery; mw1: 199.5 | Solar+Battery | 2024 | 2027
C24-323 | active | 2024-10-07 | 2028-07-01 | [5 empty] | Oneida | NY | Oneida County, NY | 36065 | 115 kV Boonville Village - Porter Line #1, Circuit #1 | NYISO | Echo Lake | NM-NG | NYISO | Echo Lake Solar LLC | C24 |  | Generation | type1: Solar; type2: Battery; mw1: 79.9 | Solar+Battery | 2024 | 2028
C24-327 | active | 2024-10-08 | 2027-12-01 | [5 empty] | Oneida | NY | Oneida County, NY | 36065 | EDIC to GORDON ROAD 345kV, Line #14 | NYISO | North Creek | NM-NG | NYISO | North Creek Solar LLC | C24 |  | Generation | type1: Solar; type2: Battery; mw1: 199.5 | Solar+Battery | 2024 | 2027
C24-336 | active | 2024-10-10 | 2028-12-01 | [5 empty] | Montgomery | NY | Montgomery County, NY | 36057 | Marcy - New Scotland 345kV, Line 18 | NYISO | Mill Point Solar II | NM-NG | NYISO | ConnectGen Montgomery County LLC | C24 |  | Generation | type1: Solar; type2: Battery; mw1: 100 | Solar+Battery | 2024 | 2028
C24-363 | active | 2024-10-15 | 2027-12-01 | [5 empty] | Sullivan | NY | Sullivan County, NY | 36105 | Coopers Corner to Middletown Tap 345 kV Line | NYISO | Town Line Solar CSR Phase I | NYPA | NYISO | RWE Solar Development, LLC | C24 |  | Generation | type1: Solar; type2: Battery; mw1: 240 | Solar+Battery | 2024 | 2027
1008 | active | 2018-03-08 | 2020-12-01 |  |  |  | IA executed 6/23/21 | IA Executed | Yakima | WA | Yakima, WA | 53077 | Union Gap - Midway line | West |  | PacifiCorp | PacifiCorp | Black Rock Solar, LLC |  | NRIS | Generation | type1: Solar; type2: Battery; mw1: 94 | Solar+Battery | 2018 | 2020
443 | active | 2012-10-16 | 2015-06-30 |  |  | 2020-06-05 | IA signed June 4, 2015, suspended 6/5/2020, unsuspended 6/5/2023 | IA Executed | Crook | OR | Crook, OR | 41013 | Ponderosa substation | West |  | PacifiCorp | PacifiCorp | Ponderosa Solar, LLC |  | ERIS | Generation | type1: Solar; type2: Battery; mw1: 34.56 | Solar+Battery | 2012 | 2015
642 | active | 2015-02-09 | 2016-10-01 |  |  | 2016-09-08 | IA signed 9/8/16, suspended 12/11/2024 | Suspended | Iron | UT | Iron, UT | 49021 | Parowan substation | West |  | PacifiCorp | PacifiCorp | Parowan Solar, LLC |  | ERIS | Generation | type1: Solar; type2: Battery; mw1: 58 | Solar+Battery | 2015 | 2016
731 | active | 2016-03-04 | 2018-07-01 |  |  |  | IA executed 11/5/18 | IA Executed | Crook | OR | Crook, OR | 41013 | Baldwin Rd Ponderosa transmission line | West |  | PacifiCorp | PacifiCorp | Prineville Solar Energy LLC |  | ERIS | Generation | type1: Solar; type2: Battery; mw1: 55 | Solar+Battery | 2016 | 2018
754 | active | 2016-05-25 | 2018-12-31 |  |  | 2018-06-28 | IA signed 6/28/18 | IA Executed | Box Elder | UT | Box Elder, UT | 49003 | Wheelon-Nucor transmission line | West |  | PacifiCorp | PacifiCorp | Steel Solar, LLC |  | ERIS | Generation | type1: Solar; type2: Battery; mw1: 80 | Solar+Battery | 2016 | 2018
777 | active | 2016-07-13 | 2018-12-31 |  |  |  | IA executed 2/19/19 | IA Executed | Emery | UT | Emery, UT | 49015 | Emery substation | West |  | PacifiCorp | PacifiCorp | Hornshadow, LLC |  | ERIS | Generation | type1: Solar; type2: Battery; mw1: 100 | Solar+Battery | 2016 | 2018
778 | active | 2016-07-13 | 2018-12-31 |  |  |  | IA executed 2/20/19, suspended 2/21/19, unsuspended 2/8/22 | IA Executed | Emery | UT | Emery, UT | 49015 | Emery substation | West |  | PacifiCorp | PacifiCorp | Hornshadow Solar 2, LLC |  | ERIS | Generation | type1: Solar; type2: Battery; mw1: 200 | Solar+Battery | 2016 | 2018
783 | active | 2016-08-03 | 2020-06-30 |  |  |  | IA executed 2/12/20 | IA Executed | Natrona | WY | Natrona, WY | 56025 | Bar Nunn substation | West |  | PacifiCorp | PacifiCorp | Dinosolar, LLC |  | ERIS | Generation | type1: Solar; type2: Battery; mw1: 30 | Solar+Battery | 2016 | 2020
784 | active | 2016-08-04 | 2018-12-30 |  |  |  | IA executed 5/22/19 | IA Executed | Natrona | WY | Natrona, WY | 56025 | Casper substation | West |  | PacifiCorp | PacifiCorp | Dinosolar, LLC |  | NRIS | Generation | type1: Solar; type2: Battery; mw1: 80 | Solar+Battery | 2016 | 2018
787 | active | 2016-08-08 | 2018-11-15 |  |  |  | IA executed 5/13/19, LGIA combined with Q0788 | IA Executed | Emery | UT | Emery, UT | 49015 | Emery-Sigurd #2 line | West |  | PacifiCorp | PacifiCorp | Green River Solar I, LLC |  | ERIS | Generation | type1: Solar; type2: Battery; mw1: 400 | Solar+Battery | 2016 | 2018
789 | active | 2016-08-08 | 2019-09-30 |  |  |  | IA executed 10/8/20, suspended 6/17/21, unsuspended 8/4/2023 | IA Executed | Fremont | WY | Fremont, WY | 56013 | Riverton-Thermopolis transmission line | West |  | PacifiCorp | PacifiCorp | Fresh Air Energy II, LLC |  | NRIS | Generation | type1: Solar; type2: Battery; mw1: 74.9 | Solar+Battery | 2016 | 2019
792 | active | 2016-09-01 | 2019-12-01 |  |  |  | IA Executed 3/7/19 | IA Executed | Carbon | UT | Carbon, UT | 49007 | Mathington substation | West |  | PacifiCorp | PacifiCorp | RC Solar Energy LLC |  | NRIS | Generation | type1: Solar; type2: Battery; mw1: 80 | Solar+Battery | 2016 | 2019
801 | active | 2016-09-20 | 2019-06-30 |  |  |  | IA executed 2/12/20 | IA Executed | Natrona | WY | Natrona, WY | 56025 | Bar Nunn substation | West |  | PacifiCorp | PacifiCorp | Dinosolar, LLC |  | ERIS | Generation | type1: Solar; type2: Battery; mw1: 80 | Solar+Battery | 2016 | 2019
802 | active | 2016-09-20 | 2019-06-30 |  |  |  | IA executed 2/12/20 | IA Executed | Natrona | WY | Natrona, WY | 56025 | Bar Nunn substation | West |  | PacifiCorp | PacifiCorp | Dinosolar, LLC |  | ERIS | Generation | type1: Solar; type2: Battery; mw1: 50 | Solar+Battery | 2016 | 2019
838 | active | 2016-12-08 | 2018-12-01 |  |  |  | IA executed 3/3/2023 | IA Executed | Utah | UT | Utah, UT | 49049 | Clover-Oquirrh transmission line | West |  | PacifiCorp | PacifiCorp | Faraday Interconnection LLC |  | NRIS | Generation | type1: Solar; type2: Battery; mw1: 525 | Solar+Battery | 2016 | 2018
906 | active | 2017-07-12 | 2019-12-01 |  |  |  | IA executed 3/24/2020, suspended 2/15/23, unsuspended 12/6/23 | IA Executed | Klamath | OR | Klamath, OR | 41035 | Klamath Falls-Lone Pine transmission line | West |  | PacifiCorp | PacifiCorp | Fresh Air Energy II, LLC |  | ERIS | Generation | type1: Solar; type2: Battery; mw1: 80 | Solar+Battery | 2017 | 2019
907 | active | 2017-07-12 | 2019-12-01 |  |  |  | IA executed 3/24/2020, suspended 2/15/23, unsuspended 12/6/23 | IA Executed | Klamath | OR | Klamath, OR | 41035 | Klamath Falls-Lone Pine transmission line | West |  | PacifiCorp | PacifiCorp | Fresh Air Energy II, LLC |  | ERIS | Generation | type1: Solar; type2: Battery; mw1: 80 | Solar+Battery | 2017 | 2019
C1-04 | active | 2021-04-01 | 2023-01-31 |  |  |  |  | Facility Study | Salt Lake | UT | Salt Lake, UT | 49035 | Circuit RKW17 out of Porter Rockwell substation | West |  | PacifiCorp | PacifiCorp |  | Cluster 1 | ERIS | Generation | type1: Wind; type2: Battery; mw1: 6 | Wind+Battery | 2021 | 2023
C1-10 | active | 2021-04-21 | 2024-11-30 |  |  |  |  | Facility Study | Emery | UT | Emery, UT | 49015 | Moore substation | West |  | PacifiCorp | PacifiCorp |  | Cluster 1 | ERIS | Generation | type1: Solar; type2: Battery; mw1: 45 | Solar+Battery | 2021 | 2024
C1-11 | active | 2021-04-21 | 2024-11-30 |  |  |  |  | Facility Study | Emery | UT | Emery, UT | 49015 | Huntington-Spanish Fork transmission line | West |  | PacifiCorp | PacifiCorp |  | Cluster 1 | ERIS | Generation | type1: Solar; type2: Battery; mw1: 450 | Solar+Battery | 2021 | 2024
C1-14 | active | 2021-04-21 | 2024-11-30 |  |  |  |  | Facility Study | Emery | UT | Emery, UT | 49015 | Emery-Sigurd #2 transmission line | West |  | PacifiCorp | PacifiCorp |  | Cluster 1 | ERIS | Generation | type1: Solar; type2: Battery; mw1: 120 | Solar+Battery | 2021 | 2024
C1-16 | active | 2021-05-07 | 2025-12-31 |  |  |  | LGIA executed 4/6/23 | IA Executed | Millard | UT | Millard, UT | 49027 | Blackrock substation | West |  | PacifiCorp | PacifiCorp | Neptune Solar Energy Park LLC | Cluster 1 | NRIS | Generation | type1: Solar; type2: Battery; mw1: 199 | Solar+Battery | 2021 | 2025
C1-23 | active | 2021-05-07 | 2025-12-01 |  |  |  | LGIA executed 12/21/23 | IA Executed | Klamath | OR | Klamath, OR | 41035 | Chiloquin-LaPine transmission line | West |  | PacifiCorp | PacifiCorp | Sugar Pine Solar Project LLC | Cluster 1 | ERIS | Generation | type1: Solar; type2: Battery; mw1: 300 | Solar+Battery | 2021 | 2025
C1-34 | active | 2021-05-12 | 2024-12-31 |  |  |  | LGIA executed 1/30/23 | IA Executed | Utah | UT | Utah, UT | 49049 | Mercer substation | West |  | PacifiCorp | PacifiCorp | Quicksilver Solar, LLC | Cluster 1 | NRIS | Generation | type1: Solar; type2: Battery; mw1: 200 | Solar+Battery | 2021 | 2024
C1-39 | active | 2021-05-14 | 2023-06-15 |  |  |  | LGIA executed 3/6/2024 | IA Executed | Washington | UT | Washington, UT | 49053 | Red Butte Three Peaks Sigurd transmission line | West |  | PacifiCorp | PacifiCorp | REBU BN, LLC | Cluster 1 | ERIS | Generation | type1: Solar; type2: Battery; mw1: 300 | Solar+Battery | 2021 | 2023
C1-54 | active | 2021-05-14 | 2024-10-31 |  |  |  | LGIA executed 11/16/2023 | IA Executed | Utah | UT | Utah, UT | 49049 | Mercer-Mona #1 transmission line | West |  | PacifiCorp | PacifiCorp | Pinyon Creek Solar LLC | Cluster 1 | NRIS | Generation | type1: Solar; type2: Battery; mw1: 199 | Solar+Battery | 2021 | 2024
C2-07 | active | 2022-04-01 | 2026-05-30 | [5 empty] | Crook | OR | Crook, OR | 41013 | Baldwin Road-Ponderosa transmission line | West |  | PacifiCorp | PacifiCorp |  | Cluster 2 | NRIS | Generation | type1: Solar; type2: Battery; mw1: 80 | Solar+Battery | 2022 | 2026
C2-08 | active | 2022-04-01 | 2026-05-30 | [5 empty] | Crook | OR | Crook, OR | 41013 | Prineville-Redmond transmission line | West |  | PacifiCorp | PacifiCorp |  | Cluster 2 | NRIS | Generation | type1: Solar; type2: Battery; mw1: 80 | Solar+Battery | 2022 | 2026
C2-09 | active | 2022-04-01 | 2026-05-30 | [5 empty] | Crook | OR | Crook, OR | 41013 | Ponderosa substation | West |  | PacifiCorp | PacifiCorp |  | Cluster 2 | NRIS | Generation | type1: Solar; type2: Battery; mw1: 80 | Solar+Battery | 2022 | 2026
C2-112 | active | 2022-05-13 | 2025-12-21 | [5 empty] | Utah | UT | Utah, UT | 49049 | Mercer substation | West |  | PacifiCorp | PacifiCorp |  | Cluster 2 | ERIS | Generation | type1: Solar; type2: Battery; mw1: 199 | Solar+Battery | 2022 | 2025
C2-114 | active | 2022-05-13 | 2026-12-01 | [5 empty] | Crook | OR | Crook, OR | 41013 | Ponderosa substation | West |  | PacifiCorp | PacifiCorp |  | Cluster 2 | ERIS | Generation | type1: Solar; type2: Battery; mw1: 199 | Solar+Battery | 2022 | 2026
C2-115 | active | 2022-05-13 | 2026-12-01 | [5 empty] | Utah | UT | Utah, UT | 49049 | Mercer-Mona #1 | West |  | PacifiCorp | PacifiCorp |  | Cluster 2 | ERIS | Generation | type1: Solar; type2: Battery; mw1: 199 | Solar+Battery | 2022 | 2026
C2-117 | active | 2022-05-13 | 2026-12-01 | [5 empty] | Crook | OR | Crook, OR | 41013 | Corral substation | West |  | PacifiCorp | PacifiCorp |  | Cluster 2 | ERIS | Generation | type1: Solar; type2: Battery; mw1: 199 | Solar+Battery | 2022 | 2026
C2-131 | active | 2022-05-14 | 2026-12-01 |  |  |  |  | Facility Study | Emery | UT | Emery, UT | 49015 | Camp Williams-Four Corners transmission line | West |  | PacifiCorp | PacifiCorp |  | Cluster 2 | ERIS | Generation | type1: Solar; type2: Battery; mw1: 199 | Solar+Battery | 2022 | 2026
C2-136 | active | 2022-05-14 | 2026-12-01 | [5 empty] | Iron | UT | Iron, UT | 49021 | Pintura substation | West |  | PacifiCorp | PacifiCorp |  | Cluster 2 | ERIS | Generation | type1: Solar; type2: Battery; mw1: 50 | Solar+Battery | 2022 | 2026
C2-140 | active | 2022-05-14 | 2026-12-01 |  |  |  |  | Facility Study | Klamath | OR | Klamath, OR | 41035 | Klamath Falls-Yamsay transmission line | West |  | PacifiCorp | PacifiCorp |  | Cluster 2 | ERIS | Generation | type1: Solar; type2: Battery; mw1: 199 | Solar+Battery | 2022 | 2026
C2-141 | active | 2022-05-14 | 2026-12-01 |  |  |  |  | Facility Study | Walla Walla | WA | Walla Walla, WA | 53071 | Walla Walla-Wanapum transmission line | West |  | PacifiCorp | PacifiCorp |  | Cluster 2 | ERIS | Generation | type1: Solar; type2: Battery; mw1: 199 | Solar+Battery | 2022 | 2026
C2-152 | active | 2022-05-15 | 2028-05-15 |  |  |  |  | Facility Study | Lake | OR | Lake, OR | 41037 | Burns-Summer Lake transmission line | West |  | PacifiCorp | PacifiCorp |  | Cluster 2 | ERIS | Generation | type1: Solar; type2: Battery; mw1: 320 | Solar+Battery | 2022 | 2028
C2-156 | active | 2022-05-15 | 2026-12-01 |  |  |  |  | Facility Study | Linn | OR | Linn, OR | 41043 | Alvey-Fry transmission line | West |  | PacifiCorp | PacifiCorp |  | Cluster 2 | ERIS | Generation | type1: Solar; type2: Battery; mw1: 175 | Solar+Battery | 2022 | 2026
C2-158 | active | 2022-05-15 | 2026-12-31 | [5 empty] | Crook | OR | Crook, OR | 41013 | Corral substation | West |  | PacifiCorp | PacifiCorp |  | Cluster 2 | ERIS | Generation | type1: Solar; type2: Battery; mw1: 199 | Solar+Battery | 2022 | 2026
C2-162 | active | 2022-05-15 | 2024-11-30 | [5 empty] | Yakima | WA | Yakima, WA | 53077 | Tieton substation | West |  | PacifiCorp | PacifiCorp |  | Cluster 2 | ERIS | Generation | type1: Solar; type2: Battery; mw1: 86 | Solar+Battery | 2022 | 2024
C2-173 | active | 2022-05-15 | 2026-12-31 |  |  |  |  | Facility Study | Lake | OR | Lake, OR | 41037 | Summer Lake substation | West |  | PacifiCorp | PacifiCorp |  | Cluster 2 | ERIS | Generation | type1: Solar; type2: Battery; mw1: 199 | Solar+Battery | 2022 | 2026
C2-175 | active | 2022-05-15 | 2026-06-15 |  |  |  | LGIA executed 10/30/2024 | IA Executed | Umatilla | OR | Umatilla, OR | 41059 | Roundup substation | West |  | PacifiCorp | PacifiCorp | Blue Mountain Solar, LLC | Cluster 2 | ERIS | Generation | type1: Solar; type2: Battery; mw1: 80 | Solar+Battery | 2022 | 2026
C2-180 | active | 2022-05-15 | 2025-12-31 |  |  |  |  | Facility Study | Harney | OR | Harney, OR | 41025 | Burns-Summer Lake transmission line | West |  | PacifiCorp | PacifiCorp |  | Cluster 2 | NRIS | Generation | type1: Solar; type2: Battery; mw1: 80 | Solar+Battery | 2022 | 2025
C2-181 | active | 2022-05-15 | 2026-10-01 |  |  |  |  | Facility Study | Lake | OR | Lake, OR | 41037 | Summer Lake substation | West |  | PacifiCorp | PacifiCorp |  | Cluster 2 | NRIS | Generation | type1: Solar; type2: Battery; mw1: 80 | Solar+Battery | 2022 | 2026
C2-182 | active | 2022-05-15 | 2029-05-15 |  |  |  |  | Facility Study | Lake | OR | Lake, OR | 41037 | Burns-Summer Lake transmission line | West |  | PacifiCorp | PacifiCorp |  | Cluster 2 | ERIS | Generation | type1: Solar; type2: Battery; mw1: 320 | Solar+Battery | 2022 | 2029
C2-187 | active | 2022-05-15 | 2029-05-15 |  |  |  |  | Facility Study | Lake | OR | Lake, OR | 41037 | Summer Lake substation | West |  | PacifiCorp | PacifiCorp |  | Cluster 2 | ERIS | Generation | type1: Solar; type2: Battery; mw1: 320 | Solar+Battery | 2022 | 2029
C2-203 | active | 2022-05-15 | 2025-12-31 |  |  |  |  | Facility Study | Klamath | OR | Klamath, OR | 41035 | Klamath CoGen-Meridian transmission line | West |  | PacifiCorp | PacifiCorp |  | Cluster 2 | NRIS | Generation | type1: Solar; type2: Battery; mw1: 400 | Solar+Battery | 2022 | 2025
C2-205 | active | 2022-05-15 | 2026-10-31 | [5 empty] | Cache | UT | Cache, UT | 49005 | Bridgerland-Cache transmission line | West |  | PacifiCorp | PacifiCorp |  | Cluster 2 | ERIS | Generation | type1: Solar; type2: Battery; mw1: 150 | Solar+Battery | 2022 | 2026
C2-208 | active | 2022-05-15 | 2027-12-01 |  |  |  |  | Facility Study | Harney | OR | Harney, OR | 41025 | Burns-Summer Lake transmission line | West |  | PacifiCorp | PacifiCorp |  | Cluster 2 | ERIS | Generation | type1: Solar; type2: Battery; mw1: 320 | Solar+Battery | 2022 | 2027
C2-210 | active | 2022-05-15 | 2026-08-01 |  |  |  |  | Facility Study | Harney | OR | Harney, OR | 41025 | Burns-Summer Lake transmission line | West |  | PacifiCorp | PacifiCorp |  | Cluster 2 | NRIS | Generation | type1: Solar; type2: Battery; mw1: 80 | Solar+Battery | 2022 | 2026
C2-39 | active | 2022-04-28 | 2025-12-31 | [5 empty] | Iron | UT | Iron, UT | 49021 | Three Peaks substation | West |  | PacifiCorp | PacifiCorp |  | Cluster 2 | NRIS | Generation | type1: Solar; type2: Battery; mw1: 300 | Solar+Battery | 2022 | 2025
C2-45 | active | 2022-04-28 | 2025-12-31 | [5 empty] | Power | ID | Power, ID | 16077 | Borah substation | West |  | PacifiCorp | PacifiCorp |  | Cluster 2 | ERIS | Generation | type1: Solar; type2: Battery; mw1: 600 | Solar+Battery | 2022 | 2025
C2-54 | active | 2022-05-06 | 2025-11-30 |  |  |  |  | Facility Study | Lincoln | ID | Lincoln, ID | 16063 | Midpoint substation | West |  | PacifiCorp | PacifiCorp |  | Cluster 2 | NRIS | Generation | type1: Solar; type2: Battery; mw1: 199.9 | Solar+Battery | 2022 | 2025
C2-56 | active | 2022-05-06 | 2026-12-01 | [5 empty] | Utah | UT | Utah, UT | 49049 | Clover-Limber transmission line | West |  | PacifiCorp | PacifiCorp |  | Cluster 2 | ERIS | Generation | type1: Solar; type2: Battery; mw1: 199 | Solar+Battery | 2022 | 2026
C2-57 | active | 2022-05-06 | 2026-12-01 | [5 empty] | Utah | UT | Utah, UT | 49049 | Clover-Limber transmission line | West |  | PacifiCorp | PacifiCorp |  | Cluster 2 | ERIS | Generation | type1: Solar; type2: Battery; mw1: 199 | Solar+Battery | 2022 | 2026
C2-58 | active | 2022-05-06 | 2026-12-01 | [5 empty] | Utah | UT | Utah, UT | 49049 | Mercer-Mona #2 transmission line | West |  | PacifiCorp | PacifiCorp |  | Cluster 2 | ERIS | Generation | type1: Solar; type2: Battery; mw1: 199 | Solar+Battery | 2022 | 2026
C2-59 | active | 2022-05-06 | 2026-12-01 | [5 empty] | Utah | UT | Utah, UT | 49049 | Mercer-Mona #2 transmission line | West |  | PacifiCorp | PacifiCorp |  | Cluster 2 | ERIS | Generation | type1: Solar; type2: Battery; mw1: 199 | Solar+Battery | 2022 | 2026
C2-72 | active | 2022-05-10 | 2025-12-31 | [5 empty] | Tooele | UT | Tooele, UT | 49045 | Limber substation | West |  | PacifiCorp | PacifiCorp |  | Cluster 2 | ERIS | Generation | type1: Solar; type2: Battery; mw1: 300 | Solar+Battery | 2022 | 2025
C2-82 | active | 2022-05-12 | 2027-12-31 |  |  |  | LGIA executed 8/6/2024 | IA Executed | Bannock | ID | Bannock, ID | 16005 | Populus substation | West |  | PacifiCorp | PacifiCorp | BRP Garnet 1, LLC | Cluster 2 | ERIS | Generation | type1: Solar; type2: Battery; mw1: 300 | Solar+Battery | 2022 | 2027
C2-99 | active | 2022-05-13 | 2026-12-31 |  |  |  |  | Facility Study | Emery | UT | Emery, UT | 49015 | Emery substation | West |  | PacifiCorp | PacifiCorp |  | Cluster 2 | ERIS | Generation | type1: Solar; type2: Battery; mw1: 166 | Solar+Battery | 2022 | 2026
C3-022 | active | 2023-05-02 | 2027-12-31 | [5 empty] | Sweetwater | WY | Sweetwater, WY | 56037 | Anticline substation | West |  | PacifiCorp | PacifiCorp |  | Cluster 3 | NRIS/ERIS | Generation | type1: Wind; type2: Battery; mw1: 300 | Wind+Battery | 2023 | 2027
C3-027 | active | 2023-05-04 | 2026-12-31 | [5 empty] | Juab | UT | Juab, UT | 49023 | Mona substation | West |  | PacifiCorp | PacifiCorp |  | Cluster 3 | NRIS/ERIS | Generation | type1: Solar; type2: Battery; mw1: 275 | Solar+Battery | 2023 | 2026
C3-035 | active | 2023-05-04 | 2026-12-31 | [5 empty] | Klamath | OR | Klamath, OR | 41035 | Chiloquin - LaPine transmission line | West |  | PacifiCorp | PacifiCorp |  | Cluster 3 | NRIS/ERIS | Generation | type1: Solar; type2: Battery; mw1: 200 | Solar+Battery | 2023 | 2026
C3-036 | active | 2023-05-08 | 2027-01-07 | [5 empty] | Millard | UT | Millard, UT | 49027 | Pavant substation | West |  | PacifiCorp | PacifiCorp |  | Cluster 3 | NRIS/ERIS | Generation | type1: Solar; type2: Battery; mw1: 500 | Solar+Battery | 2023 | 2027
C3-038 | active | 2023-05-08 | 2027-07-01 | [5 empty] | Converse | WY | Converse, WY | 56009 | Casper - Latigo transmission line | West |  | PacifiCorp | PacifiCorp |  | Cluster 3 | NRIS/ERIS | Generation | type1: Solar; type2: Battery; mw1: 199 | Solar+Battery | 2023 | 2027
C3-040 | active | 2023-05-08 | 2028-07-31 | [5 empty] | Emery | UT | Emery, UT | 49015 | Emery - Sigurd #2 transmission line | West |  | PacifiCorp | PacifiCorp |  | Cluster 3 | NRIS/ERIS | Generation | type1: Solar; type2: Battery; mw1: 150 | Solar+Battery | 2023 | 2028
C3-041 | active | 2023-05-08 | 2026-12-31 | [5 empty] | Harney | OR | Harney, OR | 41025 | Burns substation | West |  | PacifiCorp | PacifiCorp |  | Cluster 3 | NRIS | Generation | type1: Solar; type2: Battery; mw1: 400 | Solar+Battery | 2023 | 2026
C3-042 | active | 2023-05-08 | 2026-12-31 | [5 empty] | Wallowa | OR | Wallowa, OR | 41063 | Hurricane substation | West |  | PacifiCorp | PacifiCorp |  | Cluster 3 | NRIS/ERIS | Generation | type1: Solar; type2: Battery; mw1: 90 | Solar+Battery | 2023 | 2026
C3-049 | active | 2023-05-08 | 2025-12-31 | [5 empty] | Box Elder | UT | Box Elder, UT | 49003 | Rocky Point substation | West |  | PacifiCorp | PacifiCorp |  | Cluster 3 | NRIS/ERIS | Generation | type1: Solar; type2: Battery; mw1: 30 | Solar+Battery | 2023 | 2025
C3-050 | active | 2023-05-08 | 2025-12-31 | [5 empty] | Box Elder | UT | Box Elder, UT | 49003 | Plymouth substation | West |  | PacifiCorp | PacifiCorp |  | Cluster 3 | NRIS/ERIS | Generation | type1: Solar; type2: Battery; mw1: 49 | Solar+Battery | 2023 | 2025
C3-055 | active | 2023-05-10 | 2027-12-31 | [5 empty] | Utah | UT | Utah, UT | 49049 | Mercer substation | West |  | PacifiCorp | PacifiCorp |  | Cluster 3 | NRIS/ERIS | Generation | type1: Solar; type2: Battery; mw1: 199 | Solar+Battery | 2023 | 2027
C3-056 | active | 2023-05-10 | 2027-12-31 | [5 empty] | Utah | UT | Utah, UT | 49049 | Mercer substation | West |  | PacifiCorp | PacifiCorp |  | Cluster 3 | NRIS/ERIS | Generation | type1: Solar; type2: Battery; mw1: 199 | Solar+Battery | 2023 | 2027
C3-057 | active | 2023-05-11 | 2025-12-31 | [5 empty] | Box Elder | UT | Box Elder, UT | 49003 | Lampo substation | West |  | PacifiCorp | PacifiCorp |  | Cluster 3 | NRIS/ERIS | Generation | type1: Solar; type2: Battery; mw1: 30 | Solar+Battery | 2023 | 2025
C3-060 | active | 2023-05-11 | 2026-12-01 | [5 empty] | Iron | UT | Iron, UT | 49021 | Parowan substation | West |  | PacifiCorp | PacifiCorp |  | Cluster 3 | NRIS/ERIS | Generation | type1: Solar; type2: Battery; mw1: 200 | Solar+Battery | 2023 | 2026
C3-061 | active | 2023-05-11 | 2026-12-01 | [5 empty] | San Juan | UT | San Juan, UT | 49037 | Pinto substation | West |  | PacifiCorp | PacifiCorp |  | Cluster 3 | NRIS/ERIS | Generation | type1: Solar; type2: Battery; mw1: 120 | Solar+Battery | 2023 | 2026
C3-062 | active | 2023-05-11 | 2026-12-01 | [5 empty] | Crook | OR | Crook, OR | 41013 | Corral substation | West |  | PacifiCorp | PacifiCorp |  | Cluster 3 | NRIS | Generation | type1: Solar; type2: Battery; mw1: 199 | Solar+Battery | 2023 | 2026
C3-072 | active | 2023-05-11 | 2024-12-31 | [5 empty] | Box Elder | UT | Box Elder, UT | 49003 | Lampo substation | West |  | PacifiCorp | PacifiCorp |  | Cluster 3 | ERIS | Generation | type1: Solar; type2: Battery; mw1: 10 | Solar+Battery | 2023 | 2024
C3-073 | active | 2023-05-11 | 2024-12-31 | [5 empty] | Box Elder | UT | Box Elder, UT | 49003 | Washakie transmission line | West |  | PacifiCorp | PacifiCorp |  | Cluster 3 | ERIS | Generation | type1: Solar; type2: Battery; mw1: 10 | Solar+Battery | 2023 | 2024
C3-075 | active | 2023-05-12 | 2027-07-01 | [5 empty] | Lake | OR | Lake, OR | 41037 | Bullard substation | West |  | PacifiCorp | PacifiCorp |  | Cluster 3 | NRIS/ERIS | Generation | type1: Solar; type2: Battery; mw1: 23.5 | Solar+Battery | 2023 | 2027
C3-076 | active | 2023-05-12 | 2029-12-31 | [5 empty] | Morrow | OR | Morrow, OR | 41049 | Boardman - Hemingway transmission line | West |  | PacifiCorp | PacifiCorp | PacifiCorp | Cluster 3 | NRIS/ERIS | Generation | type1: Solar; type2: Battery; mw1: 199.9 | Solar+Battery | 2023 | 2029
C3-078 | active | 2023-05-12 | 2029-12-31 | [5 empty] | Morrow | OR | Morrow, OR | 41049 | Boardman - Hemingway transmission line | West |  | PacifiCorp | PacifiCorp | PacifiCorp | Cluster 3 | NRIS/ERIS | Generation | type1: Solar; type2: Battery; mw1: 199.9 | Solar+Battery | 2023 | 2029
C3-080 | active | 2023-05-12 | 2028-12-31 | [5 empty] | Jefferson | OR | Jefferson, OR | 41031 | Cove substation | West |  | PacifiCorp | PacifiCorp | PacifiCorp | Cluster 3 | ERIS | Generation | type1: Solar; type2: Battery; mw1: 19.9 | Solar+Battery | 2023 | 2028
C3-096 | active | 2023-05-12 | 2028-12-31 | [5 empty] | Jefferson | OR | Jefferson, OR | 41031 | Warm Springs substation | West |  | PacifiCorp | PacifiCorp | PacifiCorp | Cluster 3 | ERIS | Generation | type1: Solar; type2: Battery; mw1: 19.9 | Solar+Battery | 2023 | 2028
C3-105 | active | 2023-05-12 | 2027-12-31 | [5 empty] | Bannock | ID | Bannock, ID | 16005 | Populus substation | West |  | PacifiCorp | PacifiCorp |  | Cluster 3 | NRIS/ERIS | Generation | type1: Solar; type2: Battery; mw1: 300 | Solar+Battery | 2023 | 2027
C3-111 | active | 2023-05-15 | 2027-12-31 | [5 empty] | Caribou | ID | Caribou, ID | 16029 | Conda substation | West |  | PacifiCorp | PacifiCorp |  | Cluster 3 | NRIS/ERIS | Generation | type1: Solar; type2: Battery; mw1: 95 | Solar+Battery | 2023 | 2027
C3-122 | active | 2023-05-15 | 2027-12-01 | [5 empty] | Utah | UT | Utah, UT | 49049 | Spanish Fork - Mercer transmission line | West |  | PacifiCorp | PacifiCorp |  | Cluster 3 | NRIS/ERIS | Generation | type1: Solar; type2: Battery; mw1: 400 | Solar+Battery | 2023 | 2027
C3-123 | active | 2023-05-15 | 2027-12-01 | [5 empty] | Carbon | UT | Carbon, UT | 49007 | Mathington substation | West |  | PacifiCorp | PacifiCorp |  | Cluster 3 | NRIS/ERIS | Generation | type1: Solar; type2: Battery; mw1: 85 | Solar+Battery | 2023 | 2027
C3-124 | active | 2023-05-15 | 2027-12-01 | [5 empty] | Juab | UT | Juab, UT | 49023 | Clover - Sigurd #2 transmission line | West |  | PacifiCorp | PacifiCorp |  | Cluster 3 | NRIS/ERIS | Generation | type1: Solar; type2: Battery; mw1: 300 | Solar+Battery | 2023 | 2027
C3-125 | active | 2023-05-15 | 2027-12-01 | [5 empty] | Millard | UT | Millard, UT | 49027 | Delta - Clear Lake | West |  | PacifiCorp | PacifiCorp |  | Cluster 3 | NRIS/ERIS | Generation | type1: Solar; type2: Battery; mw1: 75 | Solar+Battery | 2023 | 2027
C3-126 | active | 2023-05-15 | 2027-12-01 | [5 empty] | Iron | UT | Iron, UT | 49021 | Pintura substation | West |  | PacifiCorp | PacifiCorp |  | Cluster 3 | NRIS/ERIS | Generation | type1: Solar; type2: Battery; mw1: 49 | Solar+Battery | 2023 | 2027
C3-132 | active | 2023-05-15 | 2027-12-01 | [5 empty] | Millard | UT | Millard, UT | 49027 | Pavant - Sigurd transmission line | West |  | PacifiCorp | PacifiCorp |  | Cluster 3 | NRIS/ERIS | Generation | type1: Solar; type2: Battery; mw1: 199 | Solar+Battery | 2023 | 2027
C3-133 | active | 2023-05-15 | 2027-12-01 | [5 empty] | Box Elder | UT | Box Elder, UT | 49003 | Ben Lomond Populus #1 transmission line | West |  | PacifiCorp | PacifiCorp |  | Cluster 3 | NRIS/ERIS | Generation | type1: Solar; type2: Battery; mw1: 300 | Solar+Battery | 2023 | 2027
C3-134 | active | 2023-05-15 | 2027-12-01 | [5 empty] | Utah | UT | Utah, UT | 49049 | Camp Williams Mercer Mona #2 transmission line | West |  | PacifiCorp | PacifiCorp |  | Cluster 3 | NRIS/ERIS | Generation | type1: Solar; type2: Battery; mw1: 100 | Solar+Battery | 2023 | 2027
C3-137 | active | 2023-05-15 | 2027-12-01 | [5 empty] | San Juan | NM | San Juan, NM | 35045 | Four Corners - Pinto transmission line | West |  | PacifiCorp | PacifiCorp |  | Cluster 3 | NRIS/ERIS | Generation | type1: Solar; type2: Battery; mw1: 450 | Solar+Battery | 2023 | 2027
C3-140 | active | 2023-05-15 | 2027-12-01 | [5 empty] | Walla Walla | WA | Walla Walla, WA | 53071 | Walla Walla - Wanapum transmission line | West |  | PacifiCorp | PacifiCorp |  | Cluster 3 | NRIS/ERIS | Generation | type1: Solar; type2: Battery; mw1: 199 | Solar+Battery | 2023 | 2027
C3-142 | active | 2023-05-15 | 2028-12-29 | [5 empty] | Tooele | UT | Tooele, UT | 49045 | Clover - Limber transmission line | West |  | PacifiCorp | PacifiCorp |  | Cluster 3 | NRIS/ERIS | Generation | type1: Solar; type2: Battery; mw1: 300 | Solar+Battery | 2023 | 2028
C3-146 | active | 2023-05-15 | 2027-05-30 | [5 empty] | Iron | UT | Iron, UT | 49021 | Three Peaks substation | West |  | PacifiCorp | PacifiCorp |  | Cluster 3 | NRIS/ERIS | Generation | type1: Solar; type2: Battery; mw1: 400 | Solar+Battery | 2023 | 2027
C3-161 | active | 2023-05-15 | 2026-09-30 | [5 empty] | Emery | UT | Emery, UT | 49015 | Emery City substation | West |  | PacifiCorp | PacifiCorp |  | Cluster 3 | ERIS | Generation | type1: Solar; type2: Battery; mw1: 20 | Solar+Battery | 2023 | 2026
C3-162 | active | 2023-05-15 | 2026-09-30 | [5 empty] | Emery | UT | Emery, UT | 49015 | Columbia substation | West |  | PacifiCorp | PacifiCorp |  | Cluster 3 | ERIS | Generation | type1: Solar; type2: Battery; mw1: 20 | Solar+Battery | 2023 | 2026
C3-163 | active | 2023-05-15 | 2027-05-31 | [5 empty] | Crook | OR | Crook, OR | 41013 | Corral substation | West |  | PacifiCorp | PacifiCorp |  | Cluster 3 | NRIS | Generation | type1: Solar; type2: Battery; mw1: 199.9 | Solar+Battery | 2023 | 2027
C3-164 | active | 2023-05-15 | 2027-05-31 | [5 empty] | San Juan | UT | San Juan, UT | 49037 | Pinto substation | West |  | PacifiCorp | PacifiCorp |  | Cluster 3 | NRIS/ERIS | Generation | type1: Solar; type2: Battery; mw1: 199.9 | Solar+Battery | 2023 | 2027
C3-165 | active | 2023-05-15 | 2027-05-31 | [5 empty] | Tooele | UT | Tooele, UT | 49045 | Limber substation | West |  | PacifiCorp | PacifiCorp |  | Cluster 3 | NRIS/ERIS | Generation | type1: Solar; type2: Battery; mw1: 199.9 | Solar+Battery | 2023 | 2027
C3-180 | active | 2023-05-15 | 2026-12-01 | [5 empty] | Morrow | OR | Morrow, OR | 41049 | Boardman - Hemingway transmission line | West |  | PacifiCorp | PacifiCorp |  | Cluster 3 | NRIS/ERIS | Generation | type1: Solar; type2: Battery; mw1: 600 | Solar+Battery | 2023 | 2026
C3-184 | active | 2023-05-15 | 2028-10-31 | [5 empty] | San Juan | UT | San Juan, UT | 49037 | Huntington - Pinto transmission line | West |  | PacifiCorp | PacifiCorp |  | Cluster 3 | NRIS/ERIS | Generation | type1: Solar; type2: Battery; mw1: 199.9 | Solar+Battery | 2023 | 2028
C3-186 | active | 2023-05-15 | 2027-12-01 | [5 empty] | Blaine | ID | Blaine, ID | 16013 | Borah - Midpoint #1 transmission line | West |  | PacifiCorp | PacifiCorp |  | Cluster 3 | NRIS/ERIS | Generation | type1: Solar; type2: Battery; mw1: 300 | Solar+Battery | 2023 | 2027
C4-005 | active | 2024-04-24 | 2027-12-31 | [5 empty] | Millard | UT | Millard, UT | 49027 | Black Rock substation | West |  | PacifiCorp | PacifiCorp |  | Cluster 4 | NRIS/ERIS | Generation | type1: Solar; type2: Battery; mw1: 199 | Solar+Battery | 2024 | 2027
C4-006 | active | 2024-04-29 | 2027-12-31 | [5 empty] | Rich | UT | Rich, UT | 49033 | Ovid - Sage transmission line | West |  | PacifiCorp | PacifiCorp |  | Cluster 4 | NRIS/ERIS | Generation | type1: Solar; type2: Battery; mw1: 20 | Solar+Battery | 2024 | 2027
C4-007 | active | 2024-04-29 | 2027-12-31 | [5 empty] | Rich | UT | Rich, UT | 49033 | Ovid - Sage transmission line | West |  | PacifiCorp | PacifiCorp |  | Cluster 4 | NRIS/ERIS | Generation | type1: Solar; type2: Battery; mw1: 20 | Solar+Battery | 2024 | 2027
C4-008 | active | 2024-04-29 | 2027-12-31 | [5 empty] | Umatilla | OR | Umatilla, OR | 41059 | Pendleton McNary transmission line | West |  | PacifiCorp | PacifiCorp |  | Cluster 4 | NRIS/ERIS | Generation | type1: Solar; type2: Battery; mw1: 20 | Solar+Battery | 2024 | 2027
C4-009 | active | 2024-04-29 | 2027-12-31 | [5 empty] | Umatilla | OR | Umatilla, OR | 41059 | Pendleton McNary transmission line | West |  | PacifiCorp | PacifiCorp |  | Cluster 4 | NRIS/ERIS | Generation | type1: Solar; type2: Battery; mw1: 20 | Solar+Battery | 2024 | 2027
C4-011 | active | 2024-04-29 | 2028-12-31 | [5 empty] | Morrow | OR | Morrow, OR | 41049 | Apex substation | West |  | PacifiCorp | PacifiCorp |  | Cluster 4 | NRIS/ERIS | Generation | type1: Solar; type2: Battery; mw1: 500 | Solar+Battery | 2024 | 2028
C4-012 | active | 2024-04-30 | 2027-05-31 | [5 empty] | Iron | UT | Iron, UT | 49021 | Sigurd Three Peaks transmission line | West |  | PacifiCorp | PacifiCorp |  | Cluster 4 | NRIS/ERIS | Generation | type1: Solar; type2: Battery; mw1: 197.8 | Solar+Battery | 2024 | 2027
C4-023 | active | 2024-05-09 | 2030-12-31 | [5 empty] | Utah | UT | Utah, UT | 49049 | Mercer substation | West |  | PacifiCorp | PacifiCorp |  | Cluster 4 | NRIS/ERIS | Generation | type1: Solar; type2: Battery; mw1: 400 | Solar+Battery | 2024 | 2030
C4-025 | active | 2024-05-10 | 2028-12-31 | [5 empty] | Natrona | WY | Natrona, WY | 56025 | Casper Riverton transmission line | West |  | PacifiCorp | PacifiCorp |  | Cluster 4 | NRIS/ERIS | Generation | type1: Solar; type2: Battery; mw1: 199 | Solar+Battery | 2024 | 2028
C4-026 | active | 2024-05-10 | 2028-12-31 | [5 empty] | Harney | OR | Harney, OR | 41025 | Burns Summer Lake transmission line | West |  | PacifiCorp | PacifiCorp |  | Cluster 4 | NRIS/ERIS | Generation | type1: Solar; type2: Battery; mw1: 640 | Solar+Battery | 2024 | 2028
C4-027 | active | 2024-05-10 | 2028-12-31 | [5 empty] | San Juan | UT | San Juan, UT | 49037 | Huntington - Pinto transmission line | West |  | PacifiCorp | PacifiCorp |  | Cluster 4 | NRIS/ERIS | Generation | type1: Solar; type2: Battery; mw1: 199 | Solar+Battery | 2024 | 2028
C4-028 | active | 2024-05-10 | 2028-12-31 | [5 empty] | Blaine | ID | Blaine, ID | 16013 | Borah Midpoint transmission line | West |  | PacifiCorp | PacifiCorp |  | Cluster 4 | NRIS/ERIS | Generation | type1: Solar; type2: Battery; mw1: 500 | Solar+Battery | 2024 | 2028
C4-029 | active | 2024-05-13 | 2029-12-31 | [5 empty] | Caribou | ID | Caribou, ID | 16029 | Fish Creek substation | West |  | PacifiCorp | PacifiCorp |  | Cluster 4 | NRIS/ERIS | Generation | type1: Solar; type2: Battery; mw1: 150 | Solar+Battery | 2024 | 2029
C4-034 | active | 2024-05-14 | 2030-12-31 | [5 empty] | Emery | UT | Emery, UT | 49015 | Emery Sigurd #1 transmission line | West |  | PacifiCorp | PacifiCorp |  | Cluster 4 | NRIS/ERIS | Generation | type1: Solar; type2: Battery; mw1: 400 | Solar+Battery | 2024 | 2030
C4-038 | active | 2024-05-14 | 2028-06-30 | [5 empty] | Walla Walla | WA | Walla Walla, WA | 53071 | Walla Walla Wanapum transmission line | West |  | PacifiCorp | PacifiCorp |  | Cluster 4 | NRIS/ERIS | Generation | type1: Solar; type2: Battery; mw1: 199 | Solar+Battery | 2024 | 2028
C4-039 | active | 2024-05-15 | 2028-06-30 | [5 empty] | Franklin | ID | Franklin, ID | 16041 | Treasureton substation | West |  | PacifiCorp | PacifiCorp |  | Cluster 4 | NRIS/ERIS | Generation | type1: Solar; type2: Battery; mw1: 300 | Solar+Battery | 2024 | 2028
C4-040 | active | 2024-05-15 | 2027-06-01 | [5 empty] | Millard | UT | Millard, UT | 49027 | Red Butte - Sigurd #2 transmission line | West |  | PacifiCorp | PacifiCorp |  | Cluster 4 | NRIS/ERIS | Generation | type1: Solar; type2: Battery; mw1: 300 | Solar+Battery | 2024 | 2027
C4-042 | active | 2024-05-15 | 2029-01-12 | [5 empty] | Carbon | WY | Carbon, WY | 56007 | Platte substation | West |  | PacifiCorp | PacifiCorp |  | Cluster 4 | NRIS/ERIS | Generation | type1: Solar; type2: Battery; mw1: 330 | Solar+Battery | 2024 | 2029
C4-043 | active | 2024-05-15 | 2029-01-12 | [5 empty] | Sanpete | UT | Sanpete, UT | 49039 | Clover - Sigurd #2 transmission line | West |  | PacifiCorp | PacifiCorp |  | Cluster 4 | NRIS/ERIS | Generation | type1: Solar; type2: Battery; mw1: 300 | Solar+Battery | 2024 | 2029
C4-046 | active | 2024-05-15 | 2027-06-01 | [5 empty] | Millard | UT | Millard, UT | 49027 | Red Butte Sigurd #2 transmission line | West |  | PacifiCorp | PacifiCorp |  | Cluster 4 | NRIS/ERIS | Generation | type1: Solar; type2: Battery; mw1: 199 | Solar+Battery | 2024 | 2027
C4-047 | active | 2024-05-15 | 2027-06-01 | [5 empty] | Millard | UT | Millard, UT | 49027 | Pavant - Sigurd transmission line | West |  | PacifiCorp | PacifiCorp |  | Cluster 4 | NRIS/ERIS | Generation | type1: Solar; type2: Battery; mw1: 100 | Solar+Battery | 2024 | 2027
C4-051 | active | 2024-05-15 | 2028-12-31 | [5 empty] | Tooele | UT | Tooele, UT | 49045 | Clover Limber transmission line | West |  | PacifiCorp | PacifiCorp | PacifiCorp | Cluster 4 | NRIS/ERIS | Generation | type1: Solar; type2: Battery; mw1: 199.9 | Solar+Battery | 2024 | 2028
C4-052 | active | 2024-05-15 | 2028-12-31 | [5 empty] | Tooele | UT | Tooele, UT | 49045 | Clover Limber transmission line | West |  | PacifiCorp | PacifiCorp | PacifiCorp | Cluster 4 | NRIS/ERIS | Generation | type1: Solar; type2: Battery; mw1: 199.9 | Solar+Battery | 2024 | 2028
C4-053 | active | 2024-05-15 | 2028-12-31 | [5 empty] | Tooele | UT | Tooele, UT | 49045 | Clover Limber transmission line | West |  | PacifiCorp | PacifiCorp | PacifiCorp | Cluster 4 | NRIS/ERIS | Generation | type1: Solar; type2: Battery; mw1: 199.9 | Solar+Battery | 2024 | 2028
C4-054 | active | 2024-05-15 | 2028-12-31 | [5 empty] | Deschutes | OR | Deschutes, OR | 41017 | Cove Pelton Rereg transmission line | West |  | PacifiCorp | PacifiCorp | PacifiCorp | Cluster 4 | NRIS/ERIS | Generation | type1: Solar; type2: Battery; mw1: 19.9 | Solar+Battery | 2024 | 2028
C4-055 | active | 2024-05-15 | 2028-12-31 | [5 empty] | Deschutes | OR | Deschutes, OR | 41017 | Penstock substation | West |  | PacifiCorp | PacifiCorp | PacifiCorp | Cluster 4 | NRIS/ERIS | Generation | type1: Solar; type2: Battery; mw1: 19.9 | Solar+Battery | 2024 | 2028
C4-056 | active | 2024-05-15 | 2028-12-31 | [5 empty] | Deschutes | OR | Deschutes, OR | 41017 | Penstock substation | West |  | PacifiCorp | PacifiCorp | PacifiCorp | Cluster 4 | NRIS/ERIS | Generation | type1: Solar; type2: Battery; mw1: 19.9 | Solar+Battery | 2024 | 2028
C4-057 | active | 2024-05-15 | 2028-12-31 | [5 empty] | Jefferson | OR | Jefferson, OR | 41031 | Cove substation | West |  | PacifiCorp | PacifiCorp | PacifiCorp | Cluster 4 | NRIS/ERIS | Generation | type1: Solar; type2: Battery; mw1: 19.9 | Solar+Battery | 2024 | 2028
C4-059 | active | 2024-05-15 | 2028-12-31 | [5 empty] | Tooele | UT | Tooele, UT | 49045 | Tooele Dugway transmission line | West |  | PacifiCorp | PacifiCorp | PacifiCorp | Cluster 4 | NRIS/ERIS | Generation | type1: Solar; type2: Battery; mw1: 20 | Solar+Battery | 2024 | 2028
C4-070 | active | 2024-05-15 | 2028-12-31 | [5 empty] | Tooele | UT | Tooele, UT | 49045 | Limber substation | West |  | PacifiCorp | PacifiCorp | PacifiCorp | Cluster 4 | NRIS/ERIS | Generation | type1: Solar; type2: Battery; mw1: 125 | Solar+Battery | 2024 | 2028
C4-071 | active | 2024-05-15 | 2028-12-31 | [5 empty] | Tooele | UT | Tooele, UT | 49045 | Limber substation | West |  | PacifiCorp | PacifiCorp | PacifiCorp | Cluster 4 | NRIS/ERIS | Generation | type1: Solar; type2: Battery; mw1: 125 | Solar+Battery | 2024 | 2028
C4-072 | active | 2024-05-15 | 2028-12-31 | [5 empty] | Tooele | UT | Tooele, UT | 49045 | Clover Limber transmission line | West |  | PacifiCorp | PacifiCorp | PacifiCorp | Cluster 4 | NRIS/ERIS | Generation | type1: Solar; type2: Battery; mw1: 125 | Solar+Battery | 2024 | 2028
C4-073 | active | 2024-05-15 | 2028-12-31 | [5 empty] | Tooele | UT | Tooele, UT | 49045 | Clover Limber transmission line | West |  | PacifiCorp | PacifiCorp | PacifiCorp | Cluster 4 | NRIS/ERIS | Generation | type1: Solar; type2: Battery; mw1: 125 | Solar+Battery | 2024 | 2028
C4-074 | active | 2024-05-15 | 2028-12-31 | [5 empty] | Jefferson | OR | Jefferson, OR | 41031 | Cove Pelton Rereg transmission line | West |  | PacifiCorp | PacifiCorp | PacifiCorp | Cluster 4 | NRIS/ERIS | Generation | type1: Solar; type2: Battery; mw1: 19.9 | Solar+Battery | 2024 | 2028
C4-075 | active | 2024-05-15 | 2028-12-31 | [5 empty] | Kittitas | WA | Kittitas, WA | 53037 | Pomona Heights Vantage transmission line | West |  | PacifiCorp | PacifiCorp | PacifiCorp | Cluster 4 | NRIS/ERIS | Generation | type1: Solar; type2: Battery; mw1: 199.9 | Solar+Battery | 2024 | 2028
C4-076 | active | 2024-05-15 | 2028-12-31 | [5 empty] | Yakima | WA | Yakima, WA | 53077 | High Top substation | West |  | PacifiCorp | PacifiCorp | PacifiCorp | Cluster 4 | NRIS/ERIS | Generation | type1: Solar; type2: Battery; mw1: 199.9 | Solar+Battery | 2024 | 2028
C4-082 | active | 2024-05-15 | 2028-12-31 | [5 empty] | Juab | UT | Juab, UT | 49023 | Mona substation | West |  | PacifiCorp | PacifiCorp |  | Cluster 4 | NRIS/ERIS | Generation | type1: Gas; type2: Battery; mw1: 550 | Gas+Battery | 2024 | 2028
C4-083 | active | 2024-05-15 | 2028-12-31 | [5 empty] | San Juan | UT | San Juan, UT | 49037 | Pinto substation | West |  | PacifiCorp | PacifiCorp |  | Cluster 4 | NRIS/ERIS | Generation | type1: Gas; type2: Battery; mw1: 525 | Gas+Battery | 2024 | 2028
C4-084 | active | 2024-05-15 | 2029-12-31 | [5 empty] | Duchesne | UT | Duchesne, UT | 49013 | Upalco substation | West |  | PacifiCorp | PacifiCorp |  | Cluster 4 | NRIS/ERIS | Generation | type1: Solar; type2: Battery; mw1: 100 | Solar+Battery | 2024 | 2029
C4-088 | active | 2024-05-15 | 2027-12-31 | [5 empty] | Utah | UT | Utah, UT | 49049 | Fairfield substation | West |  | PacifiCorp | PacifiCorp |  | Cluster 4 | NRIS/ERIS | Generation | type1: Solar; type2: Battery; mw1: 199 | Solar+Battery | 2024 | 2027
C4-089 | active | 2024-05-15 | 2027-12-31 | [5 empty] | Utah | UT | Utah, UT | 49049 | Camp Williams - Mercer - Mona #2 transmission line | West |  | PacifiCorp | PacifiCorp |  | Cluster 4 | NRIS/ERIS | Generation | type1: Solar; type2: Battery; mw1: 400 | Solar+Battery | 2024 | 2027
C4-092 | active | 2024-05-15 | 2031-05-01 | [5 empty] | Harney | OR | Harney, OR | 41025 | Burns Summer Lake transmission line | West |  | PacifiCorp | PacifiCorp |  | Cluster 4 | NRIS/ERIS | Generation | type1: Solar; type2: Battery; mw1: 1280 | Solar+Battery | 2024 | 2031
C4-093 | active | 2024-05-15 | 2031-05-01 | [5 empty] | Klamath | OR | Klamath, OR | 41035 | Corral - Snow Goose transmission line | West |  | PacifiCorp | PacifiCorp |  | Cluster 4 | NRIS/ERIS | Generation | type1: Solar; type2: Battery; mw1: 1280 | Solar+Battery | 2024 | 2031
C4-095 | active | 2024-05-15 | 2027-11-30 | [5 empty] | Crook | OR | Crook, OR | 41013 | Baldwin Road substation | West |  | PacifiCorp | PacifiCorp |  | Cluster 4 | NRIS/ERIS | Generation | type1: Solar; type2: Battery; mw1: 49.9 | Solar+Battery | 2024 | 2027
C4-096 | active | 2024-05-15 | 2027-11-30 | [5 empty] | Umatilla | OR | Umatilla, OR | 41059 | Pendleton substation | West |  | PacifiCorp | PacifiCorp |  | Cluster 4 | NRIS/ERIS | Generation | type1: Solar; type2: Battery; mw1: 20 | Solar+Battery | 2024 | 2027
C4-097 | active | 2024-05-15 | 2027-11-30 | [5 empty] | Millard | UT | Millard, UT | 49027 | Pavant Delta transmission line | West |  | PacifiCorp | PacifiCorp |  | Cluster 4 | ERIS | Generation | type1: Solar; type2: Battery; mw1: 20 | Solar+Battery | 2024 | 2027
C4-098 | active | 2024-05-15 | 2027-11-30 | [5 empty] | Millard | UT | Millard, UT | 49027 | Pavant Delta transmission line | West |  | PacifiCorp | PacifiCorp |  | Cluster 4 | ERIS | Generation | type1: Solar; type2: Battery; mw1: 20 | Solar+Battery | 2024 | 2027
C4-099 | active | 2024-05-15 | 2027-11-30 | [5 empty] | Millard | UT | Millard, UT | 49027 | Pavant Delta transmission line | West |  | PacifiCorp | PacifiCorp |  | Cluster 4 | ERIS | Generation | type1: Solar; type2: Battery; mw1: 20 | Solar+Battery | 2024 | 2027
C4-100 | active | 2024-05-15 | 2027-11-30 | [5 empty] | Millard | UT | Millard, UT | 49027 | Pavant Delta transmission line | West |  | PacifiCorp | PacifiCorp |  | Cluster 4 | ERIS | Generation | type1: Solar; type2: Battery; mw1: 20 | Solar+Battery | 2024 | 2027
C4-101 | active | 2024-05-15 | 2027-11-30 | [5 empty] | Millard | UT | Millard, UT | 49027 | Pavant Delta transmission line | West |  | PacifiCorp | PacifiCorp |  | Cluster 4 | ERIS | Generation | type1: Solar; type2: Battery; mw1: 20 | Solar+Battery | 2024 | 2027
C4-102 | active | 2024-05-15 | 2027-11-30 | [5 empty] | Millard | UT | Millard, UT | 49027 | Pavant substation | West |  | PacifiCorp | PacifiCorp |  | Cluster 4 | ERIS | Generation | type1: Solar; type2: Battery; mw1: 20 | Solar+Battery | 2024 | 2027
C4-103 | active | 2024-05-15 | 2027-11-30 | [5 empty] | Millard | UT | Millard, UT | 49027 | Pavant substation | West |  | PacifiCorp | PacifiCorp |  | Cluster 4 | ERIS | Generation | type1: Solar; type2: Battery; mw1: 20 | Solar+Battery | 2024 | 2027
C4-104 | active | 2024-05-15 | 2027-11-30 | [5 empty] | Lake | OR | Lake, OR | 41037 | Bullard substation | West |  | PacifiCorp | PacifiCorp |  | Cluster 4 | ERIS | Generation | type1: Solar; type2: Battery; mw1: 20 | Solar+Battery | 2024 | 2027
C4-105 | active | 2024-05-15 | 2027-11-30 | [5 empty] | Lake | OR | Lake, OR | 41037 | Bullard substation | West |  | PacifiCorp | PacifiCorp |  | Cluster 4 | ERIS | Generation | type1: Solar; type2: Battery; mw1: 20 | Solar+Battery | 2024 | 2027
C4-109 | active | 2024-05-15 | 2026-12-01 | [5 empty] | Albany | WY | Albany, WY | 56001 | Fort Sanders substation | West |  | PacifiCorp | PacifiCorp |  | Cluster 4 | NRIS/ERIS | Generation | type1: Solar; type2: Battery; mw1: 160 | Solar+Battery | 2024 | 2026
C4-111 | active | 2024-05-15 | 2029-12-01 | [5 empty] | Iron | UT | Iron, UT | 49021 | Three Peaks substation | West |  | PacifiCorp | PacifiCorp |  | Cluster 4 | NRIS/ERIS | Generation | type1: Solar; type2: Battery; mw1: 300 | Solar+Battery | 2024 | 2029
C4-112 | active | 2024-05-15 | 2026-12-29 | [5 empty] | Modoc | CA | Modoc, CA | 6049 | Alturas - Mile Hi transmission line | West |  | PacifiCorp | PacifiCorp |  | Cluster 4 | NRIS | Generation | type1: Solar; type2: Battery; mw1: 24.9 | Solar+Battery | 2024 | 2026
C4-113 | active | 2024-05-15 | 2026-12-29 | [5 empty] | Jefferson | OR | Jefferson, OR | 41031 | Madras - Redmond transmission line | West |  | PacifiCorp | PacifiCorp |  | Cluster 4 | NRIS | Generation | type1: Solar; type2: Battery; mw1: 24.99 | Solar+Battery | 2024 | 2026
C4-114 | active | 2024-05-15 | 2029-12-31 | [5 empty] | Iron | UT | Iron, UT | 49021 | Three Peaks - Red Butte transmission line | West |  | PacifiCorp | PacifiCorp |  | Cluster 4 | NRIS/ERIS | Generation | type1: Solar; type2: Battery; mw1: 248 | Solar+Battery | 2024 | 2029
C4-115 | active | 2024-05-15 | 2029-12-31 | [5 empty] | Juab | UT | Juab, UT | 49023 | Clover substation | West |  | PacifiCorp | PacifiCorp |  | Cluster 4 | NRIS/ERIS | Generation | type1: Solar; type2: Battery; mw1: 175 | Solar+Battery | 2024 | 2029
PIS003 | active | 2021-11-04 | 2024-07-01 |  |  |  | 0 | In Progress (unknown study) | Clark | ID | Clark, ID | 16033 | Amps substation | West |  | PacifiCorp | PacifiCorp |  |  | ERIS | Generation | type1: Solar; type2: Battery; mw1: 200 | Solar+Battery | 2021 | 2024
PIS036 | active | 2023-05-10 | 2026-12-01 |  |  |  | 0 | In Progress (unknown study) | Klamath | OR | Klamath, OR | 41035 | Chiloquin-LaPine transmission line | West |  | PacifiCorp | PacifiCorp |  |  | ERIS | Generation | type1: Solar; type2: Battery; mw1: 300 | Solar+Battery | 2023 | 2026
PIS038 | active | 2023-05-10 | 2026-10-31 |  |  |  | 0 | In Progress (unknown study) | Cache | UT | Cache, UT | 49005 | Bridgerland-Cache transmission line | West |  | PacifiCorp | PacifiCorp |  |  | ERIS | Generation | type1: Solar; type2: Battery; mw1: 150 | Solar+Battery | 2023 | 2026
PIS044 | active | 2023-06-22 | 2026-12-01 |  |  |  | 0 | In Progress (unknown study) | Morrow | OR | Morrow, OR | 41049 | Boardman - Hemingway transmission line | West |  | PacifiCorp | PacifiCorp |  |  | NRIS/ERIS | Generation | type1: Solar; type2: Battery; mw1: 600 | Solar+Battery | 2023 | 2026
PIS047 | active | 2023-12-22 | 2027-01-19 |  |  |  | 0 | In Progress (unknown study) | Juab | UT | Juab, UT | 49023 | Mona substation | West |  | PacifiCorp | PacifiCorp |  |  | NRIS/ERIS | Generation | type1: Solar; type2: Battery; mw1: 275 | Solar+Battery | 2023 | 2027
PIS049 | active | 2023-12-22 | 2026-02-09 |  |  |  | 0 | In Progress (unknown study) | Iron | UT | Iron, UT | 49021 | Three Peaks substation | West |  | PacifiCorp | PacifiCorp |  |  | NRIS/ERIS | Generation | type1: Solar; type2: Battery; mw1: 300 | Solar+Battery | 2023 | 2026
PIS094 | active | 2024-11-27 | 2027-12-31 |  |  |  | 0 | In Progress (unknown study) | Jefferson | OR | Jefferson, OR | 41031 | Cove substation | West |  | PacifiCorp | PacifiCorp | PacifiCorp |  | NRIS/ERIS | Generation | type1: Solar; type2: Battery; mw1: 19.9 | Solar+Battery | 2024 | 2027
PIS098 | active | 2024-11-27 | 2027-12-31 |  |  |  | 0 | In Progress (unknown study) | Jefferson | OR | Jefferson, OR | 41031 | Warm Springs substation | West |  | PacifiCorp | PacifiCorp | PacifiCorp |  | NRIS/ERIS | Generation | type1: Solar; type2: Battery; mw1: 19.9 | Solar+Battery | 2024 | 2027
TCS-43 | active | 2019-09-19 | 2022-12-30 |  |  |  | OLGIA executed 10/10/23 | IA Executed | Crook | OR | Crook, OR | 41013 | Stearns Butte substation | West |  | PacifiCorp | PacifiCorp | Three Springs Interconnection A LLC | Transition Cluster | NRIS | Generation | type1: Solar; type2: Battery; mw1: 40 | Solar+Battery | 2019 | 2022
TCS-44 | active | 2019-09-19 | 2022-12-30 |  |  |  | OLGIA executed 10/10/23 | IA Executed | Crook | OR | Crook, OR | 41013 | Ponderosa substation | West |  | PacifiCorp | PacifiCorp | Three Springs Interconnection B LLC | Transition Cluster | NRIS | Generation | type1: Solar; type2: Battery; mw1: 80 | Solar+Battery | 2019 | 2022
TCS-45 | active | 2019-09-19 | 2023-05-30 |  |  |  | OLGIA executed 10/10/23 | IA Executed | Crook | OR | Crook, OR | 41013 | Baldwin Road-Ponderosa transmission line | West |  | PacifiCorp | PacifiCorp | Three Springs Interconnection C LLC | Transition Cluster | NRIS | Generation | type1: Solar; type2: Battery; mw1: 40 | Solar+Battery | 2019 | 2023
TCS-54 | active | 2020-04-13 | 2024-05-30 |  |  |  | OLGIA executed 10/10/23 | IA Executed | Crook | OR | Crook, OR | 41013 | Ponderosa substation | West |  | PacifiCorp | PacifiCorp | SSEV C LLC | Transition Cluster | NRIS | Generation | type1: Solar; type2: Battery; mw1: 40 | Solar+Battery | 2020 | 2024
AE1-079 | active | 2018-08-11 | 2024-06-05 |  |  |  | System Impact Study, Facilities Study, Feasibility Study, Initial Study | IA Executed | Mercer | PA | Mercer County, PA | 42085 | Maysville-Sharon 69 kV | PJM | Welcome Solar, LLC | ATSI | PJM |  |  | NRIS | Generation | type1: Solar; type2: Battery; mw1: 19.9 | Solar+Battery | 2018 | 2024
AE1-237 | active | 2018-09-29 | 2024-06-05 |  |  |  | System Impact Study, Facilities Study, Feasibility Study, Initial Study | IA Executed | Crawford | PA | Crawford County, PA | 42039 | Andover (Maysville) 69kV I | PJM | Welcome Solar II | ATSI | PJM |  |  | NRIS | Generation | type1: Solar; type2: Battery; mw1: 19.9 | Solar+Battery | 2018 | 2024
AE2-029 | active | 2018-12-29 | 2026-03-14 |  |  |  | System Impact Study, Facilities Study, Feasibility Study, Initial Study | IA Executed | Rockingham | VA | Rockingham County, VA | 51165 | Grottoes-Merck 115kV | PJM | Stonewall Solar | Dominion | PJM |  |  | NRIS | Generation | type1: Solar; type2: Battery; mw1: 50 | Solar+Battery | 2018 | 2026
AE2-094 | active | 2019-02-26 | 2031-08-01 |  |  |  | System Impact Study, Facilities Study, Feasibility Study, Initial Study | IA Executed | Sussex | VA | Sussex County, VA | 51183 | Carson-Rogers Road 500 kV | PJM | Cassius Blue Solar | Dominion | PJM |  |  | NRIS | Generation | type1: Solar; type2: Battery; mw1: 300 | Solar+Battery | 2019 | 2031
AE2-343 | active | 2019-04-01 | 2024-06-05 |  |  |  | System Impact Study, Facilities Study, Feasibility Study, Initial Study | IA Executed | Crawford | PA | Crawford County, PA | 42039 | Andover (Maysville) 69 kV II | PJM | Welcome Solar III, LLC | ATSI | PJM |  |  | NRIS | Generation | type1: Solar; type2: Battery; mw1: 17.9 | Solar+Battery | 2019 | 2024
AF1-069 | active | 2019-08-09 | 2031-08-01 |  |  |  | System Impact Study, Feasibility Study, Initial Study | IA Executed | Sussex | VA | Sussex County, VA | 51183 | Carson-Rogers Rd 500 kV | PJM | Cassius Blue Solar | Dominion | PJM |  |  | NRIS | Generation | type1: Solar; type2: Battery; mw1: 94 | Solar+Battery | 2019 | 2031
AF1-092 | active | 2019-08-30 | 2026-12-31 |  |  |  | System Impact Study, Facilities Study, Feasibility Study, Initial Study | IA Executed | Huntington | IN | Huntington County, IN | 18069 | Huntington Jct. 138 kV | PJM |  | AEP | PJM |  |  | NRIS | Generation | type1: Solar; type2: Battery; mw1: 150 | Solar+Battery | 2019 | 2026
AF1-106 | active | 2019-09-10 | 2023-06-01 |  |  |  | System Impact Study, Feasibility Study, Initial Study | System Impact Study | Bradford | PA | Bradford County, PA | 42015 | East Sayre 34.5 kV | PJM | Ellistown Solar & BESS | PENELEC | PJM |  |  | NRIS | Generation | type1: Solar; type2: Battery; mw1: 20 | Solar+Battery | 2019 | 2023
AF1-118 | active | 2019-09-13 | 2029-02-15 |  |  |  | System Impact Study, Facilities Study, Feasibility Study, Initial Study | IA Executed | Wells | IN | Wells County, IN | 18179 | Sorenson-Desoto 345 kV | PJM | Paddlefish Solar | AEP | PJM |  |  | NRIS | Generation | type1: Solar; type2: Battery; mw1: 350 | Solar+Battery | 2019 | 2029
AF1-119 | active | 2019-09-13 | 2028-01-31 |  |  |  | System Impact Study, Facilities Study, Feasibility Study, Initial Study | IA Executed | Blackford | IN | Blackford County, IN | 18009 | Keystone-Desoto 345 kV | PJM | Lake Trout Solar | AEP | PJM |  |  | NRIS | Generation | type1: Solar; type2: Battery; mw1: 200 | Solar+Battery | 2019 | 2028
AF1-158 | active | 2019-09-24 | 2025-01-31 |  |  |  | System Impact Study, Facilities Study, Feasibility Study, Initial Study | IA Executed | St. Joseph | IN | St. Joseph County, IN | 18141 | Edison-Gravel Pit 138 kV | PJM | Honeysuckle Solar Project | AEP | PJM |  |  | NRIS | Generation | type1: Solar; type2: Battery; mw1: 150 | Solar+Battery | 2019 | 2025
AF1-176 | active | 2019-09-25 | 2022-10-31 |  |  |  | System Impact Study, Feasibility Study, Initial Study | System Impact Study | St. Joseph | MI | St. Joseph County, MI | 26149 | Corey 138 kV | PJM |  | AEP | PJM |  |  | NRIS | Generation | type1: Solar; type2: Battery; mw1: 300 | Solar+Battery | 2019 | 2022
AF1-208 | active | 2019-09-26 | 2028-12-31 |  |  |  | System Impact Study, Facilities Study, Feasibility Study, Initial Study | IA Executed | Salem | NJ | Salem County, NJ | 34033 | Laurel-Roadstown 69 kV | PJM | Horse Run Solar I | AEC | PJM |  |  | NRIS | Generation | type1: Solar; type2: Battery; mw1: 45 | Solar+Battery | 2019 | 2028
AF1-285 | active | 2019-10-02 | 2028-12-31 |  |  |  | System Impact Study, Facilities Study, Feasibility Study, Initial Study | IA Executed | Hardin | OH | Hardin County, OH | 39065 | Gunn Road 345 kV | PJM | Scioto Solar | AEP | PJM |  |  | NRIS | Generation | type1: Solar; type2: Battery; mw1: 100 | Solar+Battery | 2019 | 2028
AF1-320 | active | 2019-10-01 | 2026-12-28 |  |  |  | System Impact Study, Facilities Study, Feasibility Study, Initial Study | IA Executed | Warren | NJ | Warren County, NJ | 34041 | Merrill Creek 115 kV | PJM | Harmony Plains Solar and Storage Facility | JCPL | PJM |  |  | NRIS | Generation | type1: Solar; type2: Battery; mw1: 70 | Solar+Battery | 2019 | 2026
AF2-078 | active | 2020-02-01 | 2022-10-31 |  |  |  | System Impact Study, Facilities Study, Feasibility Study, Initial Study | Facility Study | White | IN | White County, IN | 18181 | Reynolds-Olive #1 345 kV | PJM | Honey Creek Solar | AEP | PJM |  |  | NRIS | Generation | type1: Solar; type2: Battery; mw1: 200 | Solar+Battery | 2020 | 2022
AF2-233 | active | 2020-03-26 | 2026-12-30 |  |  |  | System Impact Study, Facilities Study, Feasibility Study, Initial Study | IA Executed | Snyder | PA | Snyder County, PA | 42109 | Penns-Richfield Tie #1 69 kV | PJM | Washington East Solar | PPL | PJM |  |  | NRIS | Generation | type1: Solar; type2: Battery; mw1: 20 | Solar+Battery | 2020 | 2026
AF2-234 | active | 2020-03-26 | 2026-12-30 |  |  |  | System Impact Study, Facilities Study, Feasibility Study, Initial Study | IA Executed | Snyder | PA | Snyder County, PA | 42109 | Sunbury Yard #1-Richfield Tie #2 69 kV | PJM | Washington West Solar | PPL | PJM |  |  | NRIS | Generation | type1: Solar; type2: Battery; mw1: 40 | Solar+Battery | 2020 | 2026
AF2-303 | active | 2020-03-30 | 2023-08-03 |  |  |  | System Impact Study, Facilities Study, Feasibility Study, Initial Study | Facility Study | Edgecombe | NC | Edgecombe County, NC | 37065 | Edgecombe 230 kV | PJM |  | Dominion | PJM |  |  | NRIS | Generation | type1: Solar; type2: Battery; mw1: 100 | Solar+Battery | 2020 | 2023
AF2-304 | active | 2020-03-30 | 2023-08-03 |  |  |  | System Impact Study, Facilities Study, Feasibility Study, Initial Study | Facility Study | Surry | VA | Surry County, VA | 51181 | Surry-Hopewell 230 kV | PJM |  | Dominion | PJM |  |  | NRIS | Generation | type1: Solar; type2: Battery; mw1: 89 | Solar+Battery | 2020 | 2023
AF2-325 | active | 2020-03-30 | 2027-12-31 |  |  |  | System Impact Study, Feasibility Study, Initial Study | System Impact Study | Dorchester | MD | Dorchester County, MD | 24019 | Jacktown 12 kV | PJM | SBC Solar | DPL | PJM |  |  | NRIS | Generation | type1: Solar; type2: Battery; mw1: 10 | Solar+Battery | 2020 | 2027
AF2-378 | active | 2020-03-31 | 2024-03-31 |  |  |  | System Impact Study, Feasibility Study, Initial Study | System Impact Study | Dorchester | MD | Dorchester County, MD | 24019 | Cambridge 12 kV | PJM | GGC Solar | DPL | PJM |  |  | NRIS | Generation | type1: Solar; type2: Battery; mw1: 2.65 | Solar+Battery | 2020 | 2024
AF2-379 | active | 2020-04-01 | 2024-12-01 |  |  |  | System Impact Study, Feasibility Study, Initial Study | System Impact Study | Somerset | MD | Somerset County, MD | 24039 | Princess Anne 25 kV | PJM | RHC Solar | DPL | PJM |  |  | NRIS | Generation | type1: Solar; type2: Battery; mw1: 3.9 | Solar+Battery | 2020 | 2024
AF2-383 | active | 2020-03-31 | 2028-01-31 |  |  |  | System Impact Study, Facilities Study, Feasibility Study, Initial Study | IA Executed | York | PA | York County, PA | 42133 | Tolna 115 kV | PJM | Tolna Energy Center | ME | PJM |  |  | NRIS | Generation | type1: Solar; type2: Battery; mw1: 20 | Solar+Battery | 2020 | 2028
AF2-384 | active | 2020-03-31 | 2023-12-01 |  |  |  | System Impact Study, Facilities Study, Feasibility Study, Initial Study | Facility Study | Allegheny | PA | Allegheny County, PA | 42003 | Brunot Island 138 kV | PJM |  | DL | PJM |  |  | NRIS | Generation | type1: Solar; type2: Battery; mw1: 20 | Solar+Battery | 2020 | 2023
AF2-396 | active | 2020-03-31 | 2023-12-31 |  |  |  | System Impact Study, Feasibility Study, Initial Study | System Impact Study | Cass | MI | Cass County, MI | 26027 | Stinger 138 kV | PJM |  | AEP | PJM |  |  | NRIS | Generation | type1: Solar; type2: Battery; mw1: 200 | Solar+Battery | 2020 | 2023
AG1-037 | active | 2020-06-16 | 2027-08-29 |  |  |  | System Impact Study, Feasibility Study, Initial Study | System Impact Study | Hertford | NC | Hertford County, NC | 37091 | Ahoskie 34.5 kV | PJM | NC3 Ahoskie South Solar Project | Dominion | PJM |  |  | NRIS | Generation | type1: Solar; type2: Battery; mw1: 5 | Solar+Battery | 2020 | 2027
AG1-082 | active | 2020-07-31 | 2021-12-31 |  |  |  | Feasibility Study, Initial Study | Feasibility Study | Hertford | NC | Hertford County, NC | 37091 | Ahoskie 34.5 kV | PJM |  | Dominion | PJM |  |  | NRIS | Generation | type1: Solar; type2: Battery; mw1: 20 | Solar+Battery | 2020 | 2021
AG1-090 | active | 2020-08-01 | 2023-08-01 |  |  |  | Feasibility Study, Initial Study | Feasibility Study | Centre | PA | Centre County, PA | 42027 | Philipsburg 115 kV | PJM |  | PENELEC | PJM |  |  | NRIS | Generation | type1: Solar; type2: Battery; mw1: 95 | Solar+Battery | 2020 | 2023
AG1-254 | active | 2020-09-25 | 2027-09-01 |  |  |  | System Impact Study, Facilities Study, Feasibility Study, Initial Study | IA Executed | Atlantic | NJ | Atlantic County, NJ | 34001 | Salem-Woodstown 69 kV | PJM | Fenwick Creek Solar | AEC | PJM |  |  | NRIS | Generation | type1: Solar; type2: Battery; mw1: 38 | Solar+Battery | 2020 | 2027
AG1-307 | active | 2020-09-29 | 2028-07-30 |  |  |  | System Impact Study, Facilities Study, Feasibility Study, Initial Study | IA Executed | Jefferson | WV | Jefferson County, WV | 54037 | Old Chapel-Millville 138 kV | PJM | Franklintown Farm Solar and BESS | APS | PJM |  |  | NRIS | Generation | type1: Solar; type2: Battery; mw1: 80 | Solar+Battery | 2020 | 2028
AG1-311 | active | 2020-09-29 | 2023-06-30 |  |  |  | System Impact Study, Facilities Study, Feasibility Study, Initial Study | IA Executed | Mason | WV | Mason County, WV | 54053 | Apple Grove 138 kV | PJM |  | AEP | PJM |  |  | NRIS | Generation | type1: Solar; type2: Battery; mw1: 99 | Solar+Battery | 2020 | 2023
AG1-323 | active | 2020-09-30 | 2023-09-01 |  |  |  | System Impact Study, Feasibility Study, Initial Study | System Impact Study | Logan | OH | Logan County, OH | 39091 | Blue Jacket 138 kV | PJM |  | Dayton | PJM |  |  | NRIS | Generation | type1: Solar; type2: Battery; mw1: 40 | Solar+Battery | 2020 | 2023
AG1-324 | active | 2020-09-30 | 2027-09-17 |  |  |  | System Impact Study, Facilities Study, Feasibility Study, Initial Study | IA Executed | Jay | IN | Jay County, IN | 18075 | Jay-Desoto 138 kV | PJM | New Jay PV & BESS | AEP | PJM |  |  | NRIS | Generation | type1: Solar; type2: Battery; mw1: 39 | Solar+Battery | 2020 | 2027
AG1-341 | active | 2020-09-30 | 2023-06-15 |  |  |  | System Impact Study, Feasibility Study, Initial Study | System Impact Study | Metcalfe | KY | Metcalfe County, KY | 21169 | Summer Shade 161 kV | PJM |  | EKPC | PJM |  |  | NRIS | Generation | type1: Solar; type2: Battery; mw1: 106 | Solar+Battery | 2020 | 2023
AG1-363 | active | 2020-09-30 | 2028-03-31 |  |  |  | System Impact Study, Facilities Study, Feasibility Study, Initial Study | IA Executed | Garrett | MD | Garrett County, MD | 24023 | Black Oak-Hatfield 500 kV | PJM | Jade Meadow III Solar Facility | APS | PJM |  |  | NRIS | Generation | type1: Solar; type2: Battery; mw1: 300 | Solar+Battery | 2020 | 2028
AG1-397 | active | 2020-09-30 | 2025-06-30 |  |  |  | System Impact Study, Feasibility Study, Initial Study | System Impact Study | Wicomico | MD | Wicomico County, MD | 24045 | Walston 12 kV | PJM | Walston Solar | DPL | PJM |  |  | NRIS | Generation | type1: Solar; type2: Battery; mw1: 9.972 | Solar+Battery | 2020 | 2025
AG1-414 | active | 2020-09-30 | 2023-06-30 |  |  |  | System Impact Study, Facilities Study, Feasibility Study, Initial Study | Facility Study | Grant | IN | Grant County, IN | 18053 | Mississinewa 138 kV | PJM |  | AEP | PJM |  |  | NRIS | Generation | type1: Solar; type2: Battery; mw1: 75 | Solar+Battery | 2020 | 2023
AG1-416 | active | 2020-09-30 | 2028-08-31 |  |  |  | System Impact Study, Facilities Study, Feasibility Study, Initial Study | IA Executed | Jefferson | WV | Jefferson County, WV | 54037 | Sleepy Hollow 138 kV | PJM | Flowing Springs Farm | APS | PJM |  |  | NRIS | Generation | type1: Solar; type2: Battery; mw1: 125 | Solar+Battery | 2020 | 2028
AG1-478 | active | 2020-09-30 | 2026-04-01 |  |  |  | System Impact Study, Feasibility Study, Initial Study | System Impact Study | Will | IL | Will County, IL | 17197 | Wilmington 34.5 kV | PJM | Wilmington Solar Energy Project | ComEd | PJM |  |  | NRIS | Generation | type1: Solar; type2: Battery; mw1: 19.9 | Solar+Battery | 2020 | 2026
AG1-480 | active | 2020-09-30 | 2027-12-31 |  |  |  | System Impact Study, Feasibility Study, Initial Study | System Impact Study | Monroe | PA | Monroe County, PA | 42089 | Shawnee 34.5 kV | PJM | Shawnee Solar and BESS | ME | PJM |  |  | NRIS | Generation | type1: Solar; type2: Battery; mw1: 18.2 | Solar+Battery | 2020 | 2027
AG1-482 | active | 2020-09-30 | 2028-02-01 |  |  |  | System Impact Study, Facilities Study, Feasibility Study, Initial Study | IA Executed | Adams | PA | Adams County, PA | 42001 | Hamilton 115 kV | PJM | Hamilton Solar and BESS | ME | PJM |  |  | NRIS | Generation | type1: Solar; type2: Battery; mw1: 20 | Solar+Battery | 2020 | 2028
AG1-487 | active | 2020-09-30 | 2027-06-01 |  |  |  | System Impact Study, Facilities Study, Feasibility Study, Initial Study | IA Executed | Hunterdon | NJ | Hunterdon County, NJ | 34019 | Gilbert 230 kV | PJM | Gilbert Solar and BESS | JCPL | PJM |  |  | NRIS | Generation | type1: Solar; type2: Battery; mw1: 20 | Solar+Battery | 2020 | 2027
AG1-511 | active | 2020-09-30 | 2028-07-31 |  |  |  | System Impact Study, Facilities Study, Feasibility Study, Initial Study | IA Executed | Warren | NJ | Warren County, NJ | 34041 | Kittatinny 230 kV | PJM | Mt Vernon Solar | JCPL | PJM |  |  | NRIS | Generation | type1: Solar; type2: Battery; mw1: 50 | Solar+Battery | 2020 | 2028
AG1-548 | active | 2020-09-30 | 2022-10-31 |  |  |  | Feasibility Study, Initial Study | Feasibility Study | Erie | PA | Erie County, PA | 42049 | Erie South-Union City 115 kV | PJM |  | PENELEC | PJM |  |  | NRIS | Generation | type1: Solar; type2: Battery; mw1: 150 | Solar+Battery | 2020 | 2022
AG1-555 | active | 2020-09-30 | 2028-01-31 |  |  |  | System Impact Study, Facilities Study, Feasibility Study, Initial Study | IA Executed | Tippecanoe | IN | Tippecanoe County, IN | 18157 | Dequine 345 kV | PJM | Rainbow Trout | AEP | PJM |  |  | NRIS | Generation | type1: Solar; type2: Battery; mw1: 120 | Solar+Battery | 2020 | 2028
AG1-558 | active | 2020-09-30 | 2027-10-29 |  |  |  | System Impact Study, Feasibility Study, Initial Study | System Impact Study | Louisa | VA | Louisa County, VA | 51109 | Buckner 34.5 kV | PJM | Horsepen Branch Solar | Dominion | PJM |  |  | NRIS | Generation | type1: Solar; type2: Battery; mw1: 20 | Solar+Battery | 2020 | 2027
AG1-559 | active | 2020-09-30 | 2027-10-27 |  |  |  | System Impact Study, Feasibility Study, Initial Study | System Impact Study | Hanover | VA | Hanover County, VA | 51085 | Caroline Pines 22 kV | PJM | Reedy Creek | Dominion | PJM |  |  | NRIS | Generation | type1: Solar; type2: Battery; mw1: 20 | Solar+Battery | 2020 | 2027
AG2-086 | active | 2021-01-22 | 2022-12-30 |  |  |  | Initial Study | In Progress (unknown study) | Shenandoah | VA | Shenandoah County, VA | 51171 | Mt. Jackson DP-Mt. Jackson 115 kV | PJM |  | Dominion | PJM |  |  | NRIS | Generation | type1: Solar; type2: Battery; mw1: 75 | Solar+Battery | 2021 | 2022
AG2-093 | active | 2021-01-26 | 2024-12-01 |  |  |  | Initial Study | In Progress (unknown study) | Prince George | VA | Prince George County, VA | 51149 | Colonial Trail-Hopewell 230 kV | PJM |  | Dominion | PJM |  |  | NRIS | Generation | type1: Solar; type2: Battery; mw1: 100 | Solar+Battery | 2021 | 2024
AG2-116 | active | 2021-01-29 | 2023-10-31 |  |  |  | Initial Study | In Progress (unknown study) | White | IN | White County, IN | 18181 | Olive-Reynolds 345 #1 345 kV | PJM |  | AEP | PJM |  |  | NRIS | Generation | type1: Solar; type2: Battery; mw1: 100 | Solar+Battery | 2021 | 2023
AG2-126 | active | 2021-01-29 | 2023-06-30 |  |  |  | Initial Study | In Progress (unknown study) | Vermillion | IN | Vermillion County, IN | 18165 | Eugene 345 kV | PJM |  | AEP | PJM |  |  | NRIS | Generation | type1: Solar; type2: Battery; mw1: 150 | Solar+Battery | 2021 | 2023
AG2-148 | active | 2021-02-22 | 2024-12-02 |  |  |  | Initial Study | In Progress (unknown study) | Wyandot | OH | Wyandot County, OH | 39175 | S Berwick - Galion 345 kV | PJM |  | AEP | PJM |  |  | NRIS | Generation | type1: Solar; type2: Battery; mw1: 130 | Solar+Battery | 2021 | 2024
AG2-159 | active | 2021-02-25 | 2023-09-15 |  |  |  | Initial Study | In Progress (unknown study) | Grant | KY | Grant County, KY | 21081 | Williamstown 69 kV | PJM |  | EKPC | PJM |  |  | NRIS | Generation | type1: Solar; type2: Battery; mw1: 61 | Solar+Battery | 2021 | 2023
AG2-161 | active | 2021-02-25 | 2023-12-01 |  |  |  | Initial Study | In Progress (unknown study) | Schuylkill | PA | Schuylkill County, PA | 42107 | Wheelabrator Frackville-Gilberton 69 kV | PJM |  | PPL | PJM |  |  | NRIS | Generation | type1: Solar; type2: Battery; mw1: 43 | Solar+Battery | 2021 | 2023
AG2-163 | active | 2021-02-25 | 2024-06-01 |  |  |  | Initial Study | In Progress (unknown study) | Fountain | IN | Fountain County, IN | 18045 | Dequine-Eugene 345 kV | PJM |  | AEP | PJM |  |  | NRIS | Generation | type1: Solar; type2: Battery; mw1: 250 | Solar+Battery | 2021 | 2024
AG2-165 | active | 2021-02-25 | 2024-12-02 |  |  |  | Initial Study | In Progress (unknown study) | Marshall | IN | Marshall County, IN | 18099 | Dumont-Greentown 765 kV | PJM |  | AEP | PJM |  |  | NRIS | Generation | type1: Solar; type2: Battery; mw1: 200 | Solar+Battery | 2021 | 2024
AG2-176 | active | 2021-02-26 | 2024-01-31 |  |  |  | Initial Study | In Progress (unknown study) | Crawford | PA | Crawford County, PA | 42039 | Geneva 115 kV | PJM |  | PENELEC | PJM |  |  | NRIS | Generation | type1: Solar; type2: Battery; mw1: 150 | Solar+Battery | 2021 | 2024
AG2-179 | active | 2021-02-26 | 2023-09-15 |  |  |  | Initial Study | In Progress (unknown study) | Adair | KY | Adair County, KY | 21001 | Coburg 69 kV | PJM |  | EKPC | PJM |  |  | NRIS | Generation | type1: Solar; type2: Battery; mw1: 60 | Solar+Battery | 2021 | 2023
AG2-182 | active | 2021-02-26 | 2022-12-31 |  |  |  | Initial Study | In Progress (unknown study) | Frederick | VA | Frederick County, VA | 51069 | Doubs-Bismark 500 kV | PJM |  | Dominion | PJM |  |  | NRIS | Generation | type1: Solar; type2: Battery; mw1: 200 | Solar+Battery | 2021 | 2022
AG2-192 | active | 2021-02-27 | 2023-12-15 |  |  |  | Initial Study | In Progress (unknown study) | Grant | IN | Grant County, IN | 18053 | Mississinewa 138 kV | PJM |  | AEP | PJM |  |  | NRIS | Generation | type1: Solar; type2: Battery; mw1: 20 | Solar+Battery | 2021 | 2023
AG2-212 | active | 2021-03-08 | 2024-12-02 |  |  |  | Initial Study | In Progress (unknown study) | Marshall | IN | Marshall County, IN | 18099 | Dumont-Greentown 765 kV | PJM |  | AEP | PJM |  |  | NRIS | Generation | type1: Solar; type2: Battery; mw1: 200 | Solar+Battery | 2021 | 2024
AG2-355 | active | 2021-03-26 | 2024-06-01 |  |  |  | Initial Study | In Progress (unknown study) | Morgan | OH | Morgan County, OH | 39115 | North Muskingum River - Philo 138 kV | PJM |  | AEP | PJM |  |  | NRIS | Generation | type1: Solar; type2: Battery; mw1: 125 | Solar+Battery | 2021 | 2024
AG2-404 | active | 2021-03-30 | 2024-06-30 |  |  |  | Initial Study | In Progress (unknown study) | Hardy | WV | Hardy County, WV | 54031 | Meadow Brook - Mt. Storm 500 kV II | PJM |  | APS | PJM |  |  | NRIS | Generation | type1: Solar; type2: Battery; mw1: 425 | Solar+Battery | 2021 | 2024
AG2-418 | active | 2021-03-30 | 2023-05-31 |  |  |  | Initial Study | In Progress (unknown study) | Perry | PA | Perry County, PA | 42099 | Blain 115 kV | PJM |  | PENELEC | PJM |  |  | NRIS | Generation | type1: Solar; type2: Battery; mw1: 40 | Solar+Battery | 2021 | 2023
AG2-420 | active | 2021-03-30 | 2023-05-31 |  |  |  | Initial Study | In Progress (unknown study) | Venango | PA | Venango County, PA | 42121 | Eclipse #2 34.5 kV | PJM |  | PENELEC | PJM |  |  | NRIS | Generation | type1: Solar; type2: Battery; mw1: 25 | Solar+Battery | 2021 | 2023
AG2-423 | active | 2021-03-30 | 2024-06-30 |  |  |  | Initial Study | In Progress (unknown study) | Barbour | WV | Barbour County, WV | 54001 | Cherry RunHarmony 138 kV | PJM |  | APS | PJM |  |  | NRIS | Generation | type1: Solar; type2: Battery; mw1: 80 | Solar+Battery | 2021 | 2024
AG2-424 | active | 2021-03-30 | 2023-05-31 |  |  |  | Initial Study | In Progress (unknown study) | Larue | KY | LaRue County, KY | 21123 | Bonnieville - Lebanon 138 kV | PJM |  | EKPC | PJM |  |  | NRIS | Generation | type1: Solar; type2: Battery; mw1: 63.25 | Solar+Battery | 2021 | 2023
AG2-426 | active | 2021-03-30 | 2024-02-29 |  |  |  | Initial Study | In Progress (unknown study) | Sussex | VA | Sussex County, VA | 51183 | Wakefield - Waverly 115 kV | PJM |  | Dominion | PJM |  |  | NRIS | Generation | type1: Solar; type2: Battery; mw1: 59 | Solar+Battery | 2021 | 2024
AG2-427 | active | 2021-03-30 | 2024-02-29 |  |  |  | Initial Study | In Progress (unknown study) | Sussex | VA | Sussex County, VA | 51183 | Waverly 115 kV | PJM |  | Dominion | PJM |  |  | NRIS | Generation | type1: Solar; type2: Battery; mw1: 85 | Solar+Battery | 2021 | 2024
AG2-428 | active | 2021-03-30 | 2024-02-29 |  |  |  | Initial Study | In Progress (unknown study) | Sussex | VA | Sussex County, VA | 51183 | Wakefield 115 kV | PJM |  | Dominion | PJM |  |  | NRIS | Generation | type1: Solar; type2: Battery; mw1: 170 | Solar+Battery | 2021 | 2024
AG2-429 | active | 2021-03-30 | 2024-02-29 |  |  |  | Initial Study | In Progress (unknown study) | Clarion | PA | Clarion County, PA | 42031 | Burma - Armstrong 138 kV | PJM |  | APS | PJM |  |  | NRIS | Generation | type1: Solar; type2: Battery; mw1: 69 | Solar+Battery | 2021 | 2024
AG2-436 | active | 2021-03-30 | 2023-12-31 |  |  |  | Initial Study | In Progress (unknown study) | Sussex | VA | Sussex County, VA | 51183 | Carson - Rogers Road 500 kV | PJM |  | Dominion | PJM |  |  | NRIS | Generation | type1: Solar; type2: Battery; mw1: 400 | Solar+Battery | 2021 | 2023
AG2-448 | active | 2021-03-30 | 2024-03-24 |  |  |  | Initial Study | In Progress (unknown study) | Mineral | WV | Mineral County, WV | 54057 | Cross School - Westvaco 138 kV | PJM |  | APS | PJM |  |  | NRIS | Generation | type1: Solar; type2: Battery; mw1: 150 | Solar+Battery | 2021 | 2024
AG2-462 | active | 2021-03-30 | 2024-10-31 |  |  |  | Initial Study | In Progress (unknown study) | Wythe | VA | Wythe County, VA | 51197 | Wythe - Glen Lyn 138 kV | PJM |  | AEP | PJM |  |  | NRIS | Generation | type1: Solar; type2: Battery; mw1: 150 | Solar+Battery | 2021 | 2024
AG2-466 | active | 2021-03-30 | 2024-06-30 |  |  |  | Initial Study | In Progress (unknown study) |  | WV | WV |  | Culloden - Wyoming 765 kV | PJM |  | AEP | PJM |  |  | NRIS | Generation | type1: Solar; type2: Battery; mw1: 1000 | Solar+Battery | 2021 | 2024
AG2-509 | active | 2021-03-31 | 2024-06-01 |  |  |  | Initial Study | In Progress (unknown study) |  | WV | WV |  | Robinson 69 kV | PJM |  | AEP | PJM |  |  | NRIS | Generation | type1: Solar; type2: Battery; mw1: 55 | Solar+Battery | 2021 | 2024
AG2-524 | active | 2021-03-31 | 2023-12-31 |  |  |  | Initial Study | In Progress (unknown study) | Grundy | IL | Grundy County, IL | 17063 | LaSalle Station - Mazon 138 kV | PJM |  | ComEd | PJM |  |  | NRIS | Generation | type1: Solar; type2: Battery; mw1: 110 | Solar+Battery | 2021 | 2023
AG2-528 | active | 2021-03-31 | 2024-10-31 |  |  |  | Initial Study | In Progress (unknown study) | Rockbridge | VA | Rockbridge County, VA | 51163 | Bustleburg Tap - Fairfield DP 115 kV | PJM |  | Dominion | PJM |  |  | NRIS | Generation | type1: Solar; type2: Battery; mw1: 140 | Solar+Battery | 2021 | 2024
AG2-538 | active | 2021-03-31 | 2022-10-15 |  |  |  | Initial Study | In Progress (unknown study) | Elk | PA | Elk County, PA | 42047 | Ridgeway - Motion Control 46 kV | PJM |  | APS | PJM |  |  | NRIS | Generation | type1: Solar; type2: Battery; mw1: 20 | Solar+Battery | 2021 | 2022
AG2-541 | active | 2021-03-31 | 2024-06-03 |  |  |  | Initial Study | In Progress (unknown study) | Halifax | VA | Halifax County, VA | 51083 | Perth - Crystal Hill 115 kV | PJM |  | Dominion | PJM |  |  | NRIS | Generation | type1: Solar; type2: Battery; mw1: 65 | Solar+Battery | 2021 | 2024
AG2-542 | active | 2021-03-31 | 2024-06-03 |  |  |  | Initial Study | In Progress (unknown study) | Rockingham | VA | Rockingham County, VA | 51165 | North Shenandoah  Merck 115 kV | PJM |  | Dominion | PJM |  |  | NRIS | Generation | type1: Solar; type2: Battery; mw1: 70 | Solar+Battery | 2021 | 2024
AG2-548 | active | 2021-03-31 | 2023-12-31 |  |  |  | Initial Study | In Progress (unknown study) | Jackson | OH | Jackson County, OH | 39079 | Corwin - Elk 138 kV | PJM |  | AEP | PJM |  |  | NRIS | Generation | type1: Solar; type2: Battery; mw1: 90 | Solar+Battery | 2021 | 2023
AG2-575 | active | 2021-03-31 | 2024-12-31 |  |  |  | Initial Study | In Progress (unknown study) | Dekalb | IL | DeKalb County, IL | 17037 | Glidden-Waterman 138 kV | PJM |  | ComEd | PJM |  |  | NRIS | Generation | type1: Solar; type2: Battery; mw1: 100 | Solar+Battery | 2021 | 2024
AG2-587 | active | 2021-03-31 | 2024-06-01 |  |  |  | Initial Study | In Progress (unknown study) | Harford | MD | Harford County, MD | 24025 | Graceton 230 kV | PJM |  | BGE | PJM |  |  | NRIS | Generation | type1: Solar; type2: Battery; mw1: 50 | Solar+Battery | 2021 | 2024
AG2-594 | active | 2021-03-31 | 2024-06-01 |  |  |  | Initial Study | In Progress (unknown study) | Columbia | PA | Columbia County, PA | 42037 | Benton-Scott 69 kV II | PJM |  | PPL | PJM |  |  | NRIS | Generation | type1: Solar; type2: Battery; mw1: 20 | Solar+Battery | 2021 | 2024
AG2-603 | active | 2021-03-31 | 2024-10-31 |  |  |  | Initial Study | In Progress (unknown study) | Carroll | VA | Carroll County, VA | 51035 | Huffman 138 kV | PJM |  | AEP | PJM |  |  | NRIS | Generation | type1: Solar; type2: Battery; mw1: 150 | Solar+Battery | 2021 | 2024
AG2-657 | active | 2021-03-31 | 2024-06-30 |  |  |  | Initial Study | In Progress (unknown study) | Fayette | WV | Fayette County, WV | 54019 | Carbondale 138 kV | PJM |  | AEP | PJM |  |  | NRIS | Generation | type1: Solar; type2: Battery; mw1: 90 | Solar+Battery | 2021 | 2024
AG2-665 | active | 2021-03-31 | 2024-12-31 |  |  |  | Initial Study | In Progress (unknown study) | Jackson | OH | Jackson County, OH | 39079 | Corwin - Elk 138 kV | PJM |  | AEP | PJM |  |  | NRIS | Generation | type1: Solar; type2: Battery; mw1: 90 | Solar+Battery | 2021 | 2024
AH1-092 | active | 2021-07-30 | 2025-06-01 |  |  |  | Initial Study | In Progress (unknown study) | Halifax | VA | Halifax County, VA | 51083 | SedgeHill - Person 230 kV | PJM |  | Dominion | PJM |  |  | NRIS | Generation | type1: Solar; type2: Battery; mw1: 90 | Solar+Battery | 2021 | 2025
AH1-094 | active | 2021-07-30 | 2025-06-01 |  |  |  | Initial Study | In Progress (unknown study) | Huron | OH | Huron County, OH | 39077 | Wells - Shinrock 69 kV I | PJM |  | ATSI | PJM |  |  | NRIS | Generation | type1: Solar; type2: Battery; mw1: 49.9 | Solar+Battery | 2021 | 2025
AH1-098 | active | 2021-07-30 | 2025-06-01 |  |  |  | Initial Study | In Progress (unknown study) | Carroll | VA | Carroll County, VA | 51035 | Jubal Early - Pipers Gap 138 kV | PJM |  | AEP | PJM |  |  | NRIS | Generation | type1: Solar; type2: Battery; mw1: 40 | Solar+Battery | 2021 | 2025
AH1-140 | active | 2021-07-30 | 2023-12-31 |  |  |  | Initial Study | In Progress (unknown study) | Westmoreland | PA | Westmoreland County, PA | 42129 | Vasco 138 kV | PJM |  | APS | PJM |  |  | NRIS | Generation | type1: Solar; type2: Battery; mw1: 150 | Solar+Battery | 2021 | 2023
AH1-188 | active | 2021-08-31 | 2025-06-01 |  |  |  | Initial Study | In Progress (unknown study) | Mingo | WV | Mingo County, WV | 54059 | Pigeon Creek 138 kV | PJM |  | AEP | PJM |  |  | NRIS | Generation | type1: Solar; type2: Battery; mw1: 185 | Solar+Battery | 2021 | 2025
AH1-189 | active | 2021-08-31 | 2025-06-01 |  |  |  | Initial Study | In Progress (unknown study) |  | WV | WV |  | Hopkins 138 kV | PJM |  | AEP | PJM |  |  | NRIS | Generation | type1: Solar; type2: Battery; mw1: 185 | Solar+Battery | 2021 | 2025
AH1-215 | active | 2021-09-09 | 2025-02-01 |  |  |  | Initial Study | In Progress (unknown study) | Charlotte | VA | Charlotte County, VA | 51037 | Central VA-Twitty 115 kV | PJM |  | Dominion | PJM |  |  | NRIS | Generation | type1: Solar; type2: Battery; mw1: 31.5 | Solar+Battery | 2021 | 2025
AH1-216 | active | 2021-09-08 | 2025-02-01 |  |  |  | Initial Study | In Progress (unknown study) | Isle Of Wight | VA | Isle of Wight County, VA | 51093 | Smithfield-Surry 230 kV | PJM |  | Dominion | PJM |  |  | NRIS | Generation | type1: Solar; type2: Battery; mw1: 99 | Solar+Battery | 2021 | 2025
AH1-313 | active | 2021-09-10 | 2025-12-31 |  |  |  | Initial Study | In Progress (unknown study) | Centre | PA | Centre County, PA | 42027 | Moshannon-Milesburg 230 kV VII | PJM |  | APS | PJM |  |  | NRIS | Generation | type1: Solar; type2: Battery; mw1: 100 | Solar+Battery | 2021 | 2025
AH1-328 | active | 2021-09-10 | 2023-12-31 |  |  |  | Initial Study | In Progress (unknown study) | Logan | OH | Logan County, OH | 39091 | Blue Jacket - Kirby 138 kV | PJM |  | Dayton | PJM |  |  | NRIS | Generation | type1: Solar; type2: Battery; mw1: 21.3 | Solar+Battery | 2021 | 2023
AH1-337 | active | 2021-09-10 | 2025-09-30 |  |  |  | Initial Study | In Progress (unknown study) | Randolph | IN | Randolph County, IN | 18135 | Randolph - Hodgin 138 kV | PJM |  | AEP | PJM |  |  | NRIS | Generation | type1: Solar; type2: Battery; mw1: 75 | Solar+Battery | 2021 | 2025
AH1-367A | active | 2021-09-10 | 2023-09-10 |  |  |  | Initial Study | In Progress (unknown study) | Greene | PA | Greene County, PA | 42059 | Franklin 138 kV II | PJM |  | APS | PJM |  |  | NRIS | Generation | type1: Solar; type2: Battery; mw1: 150 | Solar+Battery | 2021 | 2023
AH1-446 | active | 2021-09-10 | 2024-12-02 |  |  |  | Initial Study | In Progress (unknown study) | Westmoreland | VA | Westmoreland County, VA | 51193 | Sanders DP - Westmoreland 230 kV | PJM |  | Dominion | PJM |  |  | NRIS | Generation | type1: Solar; type2: Battery; mw1: 65 | Solar+Battery | 2021 | 2024
AH1-447 | active | 2021-09-10 | 2024-12-02 |  |  |  | Initial Study | In Progress (unknown study) | Pittsylvania | VA | Pittsylvania County, VA | 51143 | Axton  Danville #2 138 kV | PJM |  | AEP | PJM |  |  | NRIS | Generation | type1: Solar; type2: Battery; mw1: 60 | Solar+Battery | 2021 | 2024
AH1-526 | active | 2021-09-11 | 2025-10-31 |  |  |  | Initial Study | In Progress (unknown study) | Carroll | OH | Carroll County, OH | 39019 | South Canton - Sammis 345 kV | PJM |  | ATSI | PJM |  |  | NRIS | Generation | type1: Solar; type2: Battery; mw1: 80 | Solar+Battery | 2021 | 2025
AH1-533 | active | 2021-09-10 | 2025-03-01 |  |  |  | Initial Study | In Progress (unknown study) | Perry | PA | Perry County, PA | 42099 | Sunbury-Juniata II | PJM |  | PPL | PJM |  |  | NRIS | Generation | type1: Solar; type2: Battery; mw1: 96.2 | Solar+Battery | 2021 | 2025
AH1-536 | active | 2021-09-10 | 2025-03-01 |  |  |  | Initial Study | In Progress (unknown study) | Queen Anne's | MD | Queen Anne's County, MD | 24035 | Church-Oil City 138kV | PJM |  | DPL | PJM |  |  | NRIS | Generation | type1: Solar; type2: Battery; mw1: 41.8 | Solar+Battery | 2021 | 2025
AH1-537 | active | 2021-09-11 | 2025-03-01 |  |  |  | Initial Study | In Progress (unknown study) | Highland | OH | Highland County, OH | 39071 | Pierce - DOE X-530 345 kV | PJM |  | OVEC | PJM |  |  | NRIS | Generation | type1: Solar; type2: Battery; mw1: 178.5 | Solar+Battery | 2021 | 2025
AH1-538 | active | 2021-09-10 | 2025-03-01 |  |  |  | Initial Study | In Progress (unknown study) | Van Wert | OH | Van Wert County, OH | 39161 | East Lima - Haviland 138 kV | PJM |  | AEP | PJM |  |  | NRIS | Generation | type1: Solar; type2: Battery; mw1: 241.5 | Solar+Battery | 2021 | 2025
AH1-545 | active | 2021-09-10 | 2025-03-01 |  |  |  | Initial Study | In Progress (unknown study) | Washington | PA | Washington County, PA | 42125 | Wylie Ridge-Tidd 345kV | PJM |  | APS | PJM |  |  | NRIS | Generation | type1: Solar; type2: Battery; mw1: 200 | Solar+Battery | 2021 | 2025
AH1-552 | active | 2021-09-10 | 2025-06-01 |  |  |  | Initial Study | In Progress (unknown study) | Prince George's | MD | Prince George's County, MD | 24033 | Chalk Point 230 kV | PJM |  | PEPCO | PJM |  |  | NRIS | Generation | type1: Solar; type2: Battery; mw1: 670.2 | Solar+Battery | 2021 | 2025
AH2-013 | active | 2021-10-12 | 2022-12-31 |  |  |  | Initial Study | In Progress (unknown study) | Cumberland | VA | Cumberland County, VA | 51049 | Cartersville 34.5 kV | PJM |  | Dominion | PJM |  |  | NRIS | Generation | type1: Solar; type2: Battery; mw1: 15.996 | Solar+Battery | 2021 | 2022
AH2-021 | active | 2021-10-27 | 2026-11-13 |  |  |  | Initial Study | In Progress (unknown study) | Barren | KY | Barren County, KY | 21009 | Summer Shade - Barren County 161 kV | PJM |  | EKPC | PJM |  |  | NRIS | Generation | type1: Solar; type2: Battery; mw1: 150 | Solar+Battery | 2021 | 2026
AH2-025 | active | 2021-10-29 | 2027-06-01 |  |  |  | Initial Study | In Progress (unknown study) | Fountain | IN | Fountain County, IN | 18045 | Eugene - Dequine 345 kV | PJM |  | AEP | PJM |  |  | NRIS | Generation | type1: Solar; type2: Battery; mw1: 200 | Solar+Battery | 2021 | 2027
AH2-028 | active | 2021-11-02 | 2025-10-28 |  |  |  | Initial Study | In Progress (unknown study) | Pickaway | OH | Pickaway County, OH | 39129 | Watertower - Kingston 69 kV | PJM |  | AEP | PJM |  |  | NRIS | Generation | type1: Solar; type2: Battery; mw1: 44 | Solar+Battery | 2021 | 2025
AH2-043 | active | 2021-11-19 | 2025-12-31 |  |  |  | Initial Study | In Progress (unknown study) | Kanawha | WV | Kanawha County, WV | 54039 | Cabin Creek 138 kV | PJM |  | AEP | PJM |  |  | NRIS | Generation | type1: Solar; type2: Battery; mw1: 200 | Solar+Battery | 2021 | 2025
AH2-045 | active | 2021-12-16 | 2025-12-15 |  |  |  | Initial Study | In Progress (unknown study) | Mecklenburg | VA | Mecklenburg County, VA | 51117 | Kerr Dam - Buggs Island 115kV | PJM |  | Dominion | PJM |  |  | NRIS | Generation | type1: Solar; type2: Battery; mw1: 40 | Solar+Battery | 2021 | 2025
AH2-076 | active | 2022-01-26 | 2023-12-31 |  |  |  | Initial Study | In Progress (unknown study) | Perry | KY | Perry County, KY | 21193 | Bonneyman - Softshell 138 kV | PJM |  | AEP | PJM |  |  | NRIS | Generation | type1: Solar; type2: Battery; mw1: 52.5 | Solar+Battery | 2022 | 2023
AH2-093 | active | 2022-01-31 | 2025-12-31 |  |  |  | Initial Study | In Progress (unknown study) | Greene | OH | Greene County, OH | 39057 | Jasper 69 kV | PJM |  | Dayton | PJM |  |  | NRIS | Generation | type1: Solar; type2: Battery; mw1: 32 | Solar+Battery | 2022 | 2025
AH2-104 | active | 2022-02-04 | 2024-11-01 |  |  |  | Initial Study | In Progress (unknown study) | Cumberland | VA | Cumberland County, VA | 51049 | Willis Mts- Farmville 115kV | PJM |  | Dominion | PJM |  |  | NRIS | Generation | type1: Solar; type2: Battery; mw1: 72 | Solar+Battery | 2022 | 2024
AH2-112 | active | 2022-02-22 | 2026-02-27 |  |  |  | Initial Study | In Progress (unknown study) | St. Joseph | IN | St. Joseph County, IN | 18141 | Olive - Dumont 345 kV | PJM |  | AEP | PJM |  |  | NRIS | Generation | type1: Solar; type2: Battery; mw1: 250 | Solar+Battery | 2022 | 2026
AH2-113 | active | 2022-02-22 | 2026-02-27 |  |  |  | Initial Study | In Progress (unknown study) | Livingston | IL | Livingston County, IL | 17105 | Dresden  Pontiac Midpoint 345kV | PJM |  | ComEd | PJM |  |  | NRIS | Generation | type1: Solar; type2: Battery; mw1: 250 | Solar+Battery | 2022 | 2026
AH2-146 | active | 2022-02-28 | 2027-12-30 |  |  |  | Initial Study | In Progress (unknown study) | Adams | OH | Adams County, OH | 39001 | Adams - Seaman 69 kV | PJM |  | AEP | PJM |  |  | NRIS | Generation | type1: Solar; type2: Battery; mw1: 87.2 | Solar+Battery | 2022 | 2027
AH2-148 | active | 2022-02-28 | 2027-02-25 |  |  |  | Initial Study | In Progress (unknown study) | Union | OH | Union County, OH | 39159 | East Lima - Marysville 345 kV | PJM |  | AEP | PJM |  |  | NRIS | Generation | type1: Solar; type2: Battery; mw1: 152 | Solar+Battery | 2022 | 2027
AH2-149 | active | 2022-02-28 | 2026-06-29 |  |  |  | Initial Study | In Progress (unknown study) | Van Buren | MI | Van Buren County, MI | 26159 | Stinger - Valley 138 kV | PJM |  | AEP | PJM |  |  | NRIS | Generation | type1: Solar; type2: Battery; mw1: 150 | Solar+Battery | 2022 | 2026
AH2-151 | active | 2022-02-28 | 2025-06-01 |  |  |  | Initial Study | In Progress (unknown study) | Halifax | VA | Halifax County, VA | 51083 | SedgeHill - Person 230kV | PJM |  | Dominion | PJM |  |  | NRIS | Generation | type1: Solar; type2: Battery; mw1: 35 | Solar+Battery | 2022 | 2025
AH2-153 | active | 2022-02-28 | 2024-12-31 |  |  |  | Initial Study | In Progress (unknown study) | Vermillion | IN | Vermillion County, IN | 18165 | Eugene 345 kV | PJM |  | AEP | PJM |  |  | NRIS | Generation | type1: Solar; type2: Battery; mw1: 180 | Solar+Battery | 2022 | 2024
AH2-154 | active | 2022-02-28 | 2024-12-31 |  |  |  | Initial Study | In Progress (unknown study) | Vermillion | IN | Vermillion County, IN | 18165 | Eugene 345 kV | PJM |  | AEP | PJM |  |  | NRIS | Generation | type1: Solar; type2: Battery; mw1: 150 | Solar+Battery | 2022 | 2024
AH2-181 | active | 2022-03-08 | 2024-06-21 |  |  |  | Initial Study | In Progress (unknown study) | Mercer | PA | Mercer County, PA | 42085 | PA-Schwoyer 13.2 kV | PJM |  | ME | PJM |  |  | ERIS | Generation | type1: Solar; type2: Battery; mw1: 3 | Solar+Battery | 2022 | 2024
AH2-191 | active | 2022-03-08 | 2024-03-10 |  |  |  | Initial Study | In Progress (unknown study) |  | WV | WV |  | Hopkins 138 kV | PJM |  | AEP | PJM |  |  | NRIS | Generation | type1: Solar; type2: Battery; mw1: 95 | Solar+Battery | 2022 | 2024
AH2-192 | active | 2022-03-08 | 2024-03-10 |  |  |  | Initial Study | In Progress (unknown study) |  | WV | WV |  | Wharton 138 kV | PJM |  | AEP | PJM |  |  | NRIS | Generation | type1: Solar; type2: Battery; mw1: 95 | Solar+Battery | 2022 | 2024
AH2-193 | active | 2022-03-08 | 2024-03-10 |  |  |  | Initial Study | In Progress (unknown study) |  | WV | WV |  | Pax Branch 138 kV | PJM |  | AEP | PJM |  |  | NRIS | Generation | type1: Solar; type2: Battery; mw1: 70 | Solar+Battery | 2022 | 2024
AH2-197 | active | 2022-03-08 | 2025-12-31 |  |  |  | Initial Study | In Progress (unknown study) | Mchenry | IL | McHenry County, IL | 17111 | North Huntley - Pleasant Valley 138 kV | PJM |  | ComEd | PJM |  |  | NRIS | Generation | type1: Solar; type2: Battery; mw1: 50 | Solar+Battery | 2022 | 2025
AH2-199 | active | 2022-03-08 | 2026-06-30 |  |  |  | Initial Study | In Progress (unknown study) | Will | IL | Will County, IL | 17197 | Shorewood 138 kV | PJM |  | ComEd | PJM |  |  | NRIS | Generation | type1: Solar; type2: Battery; mw1: 51.7 | Solar+Battery | 2022 | 2026
AH2-207 | active | 2022-03-09 | 2024-03-10 |  |  |  | Initial Study | In Progress (unknown study) |  | WV | WV |  | Hopkins 138 kV | PJM |  | AEP | PJM |  |  | NRIS | Generation | type1: Solar; type2: Battery; mw1: 85 | Solar+Battery | 2022 | 2024
AH2-209 | active | 2022-03-09 | 2024-03-10 |  |  |  | Initial Study | In Progress (unknown study) | Kanawha | WV | Kanawha County, WV | 54039 | Cabin Creek 138 kV | PJM |  | AEP | PJM |  |  | NRIS | Generation | type1: Solar; type2: Battery; mw1: 95 | Solar+Battery | 2022 | 2024
AH2-210 | active | 2022-03-09 | 2025-12-31 |  |  |  | Initial Study | In Progress (unknown study) | St. Joseph | IN | St. Joseph County, IN | 18141 | Stillwell - Dumont 345 kV | PJM |  | AEP | PJM |  |  | NRIS | Generation | type1: Solar; type2: Battery; mw1: 78 | Solar+Battery | 2022 | 2025
AH2-211 | active | 2022-03-09 | 2025-12-31 |  |  |  | Initial Study | In Progress (unknown study) | St. Joseph | IN | St. Joseph County, IN | 18141 | Olive - Dumont 345 kV | PJM |  | AEP | PJM |  |  | NRIS | Generation | type1: Solar; type2: Battery; mw1: 110 | Solar+Battery | 2022 | 2025
AH2-239 | active | 2022-03-10 | 2027-03-07 |  |  |  | Initial Study | In Progress (unknown study) | Trumbull | OH | Trumbull County, OH | 39155 | Trumbull138 kV | PJM |  | ATSI | PJM |  |  | NRIS | Generation | type1: Solar; type2: Battery; mw1: 49 | Solar+Battery | 2022 | 2027
AH2-242 | active | 2022-03-09 | 2027-03-08 |  |  |  | Initial Study | In Progress (unknown study) | Montgomery | OH | Montgomery County, OH | 39113 | Crown - New Lebanon 69 kV | PJM |  | Dayton | PJM |  |  | NRIS | Generation | type1: Solar; type2: Battery; mw1: 45 | Solar+Battery | 2022 | 2027
AH2-252 | active | 2022-03-10 | 2024-06-21 |  |  |  | Initial Study | In Progress (unknown study) |  |  |  |  | Middleburg 12 kV | PJM |  | PPL | PJM |  |  | ERIS | Generation | type1: Solar; type2: Battery; mw1: 2 | Solar+Battery | 2022 | 2024
AH2-253 | active | 2022-03-10 | 2025-11-25 |  |  |  | Initial Study | In Progress (unknown study) | Beaver | PA | Beaver County, PA | 42007 | Beaver Valley - Crescent 138 kV | PJM |  | DL | PJM |  |  | NRIS | Generation | type1: Solar; type2: Battery; mw1: 70 | Solar+Battery | 2022 | 2025
AH2-256 | active | 2022-03-09 | 2025-12-31 |  |  |  | Initial Study | In Progress (unknown study) | Schuylkill | PA | Schuylkill County, PA | 42107 | Wheelabrator Frackville-Gilberton 69 kV II | PJM |  | PPL | PJM |  |  | NRIS | Generation | type1: Solar; type2: Battery; mw1: 50 | Solar+Battery | 2022 | 2025
AH2-258 | active | 2022-03-09 | 2024-09-27 |  |  |  | Initial Study | In Progress (unknown study) | Kendall | IL | Kendall County, IL | 17093 | Plano 345 kV | PJM |  | ComEd | PJM |  |  | NRIS | Generation | type1: Solar; type2: Battery; mw1: 172 | Solar+Battery | 2022 | 2024
AH2-262 | active | 2022-03-10 | 2026-03-01 |  |  |  | Initial Study | In Progress (unknown study) | Frederick | MD | Frederick County, MD | 24021 | Catoctin-Carroll 138 kV | PJM |  | APS | PJM |  |  | NRIS | Generation | type1: Solar; type2: Battery; mw1: 17 | Solar+Battery | 2022 | 2026
AH2-267 | active | 2022-03-09 | 2025-07-01 |  |  |  | Initial Study | In Progress (unknown study) | Clearfield | PA | Clearfield County, PA | 42033 | Modera - BioEnergy Tap 115 kV | PJM |  | PENELEC | PJM |  |  | NRIS | Generation | type1: Solar; type2: Battery; mw1: 100 | Solar+Battery | 2022 | 2025
AH2-268 | active | 2022-03-10 | 2025-07-01 |  |  |  | Initial Study | In Progress (unknown study) | Dinwiddie | VA | Dinwiddie County, VA | 51053 | Sapony 34.5 kV | PJM |  | Dominion | PJM |  |  | NRIS | Generation | type1: Solar; type2: Battery; mw1: 37 | Solar+Battery | 2022 | 2025
AH2-276 | active | 2022-03-10 | 2024-03-10 |  |  |  | Initial Study | In Progress (unknown study) | Pike | KY | Pike County, KY | 21195 | Second Fork 69 kV | PJM |  | AEP | PJM |  |  | NRIS | Generation | type1: Solar; type2: Battery; mw1: 40 | Solar+Battery | 2022 | 2024
AH2-277 | active | 2022-03-10 | 2024-03-10 |  |  |  | Initial Study | In Progress (unknown study) | Buchanan | VA | Buchanan County, VA | 51027 | Hurley 69 kV | PJM |  | AEP | PJM |  |  | NRIS | Generation | type1: Solar; type2: Battery; mw1: 60 | Solar+Battery | 2022 | 2024
AH2-331 | active | 2022-03-10 | 2027-03-31 |  |  |  | Initial Study | In Progress (unknown study) | Van Wert | OH | Van Wert County, OH | 39161 | North Delphos - Logtown 138 kV | PJM |  | AEP | PJM |  |  | NRIS | Generation | type1: Solar; type2: Battery; mw1: 100 | Solar+Battery | 2022 | 2027
AH2-337 | active | 2022-03-10 | 2026-02-27 |  |  |  | Initial Study | In Progress (unknown study) | Worcester | MD | Worcester County, MD | 24047 | Talbot 69 kV | PJM |  | DPL | PJM |  |  | NRIS | Generation | type1: Solar; type2: Battery; mw1: 100 | Solar+Battery | 2022 | 2026
AH2-344 | active | 2022-03-10 | 2025-03-07 |  |  |  | Initial Study | In Progress (unknown study) | Marion | OH | Marion County, OH | 39101 | La Rue 138 kV | PJM |  | AEP | PJM |  |  | NRIS | Generation | type1: Solar; type2: Battery; mw1: 45 | Solar+Battery | 2022 | 2025
AH2-346 | active | 2022-03-10 | 2025-03-07 |  |  |  | Initial Study | In Progress (unknown study) | Hancock | OH | Hancock County, OH | 39063 | East Arlington 69 kV | PJM |  | AEP | PJM |  |  | NRIS | Generation | type1: Solar; type2: Battery; mw1: 47.5 | Solar+Battery | 2022 | 2025
AH2-363 | active | 2022-03-10 | 2027-03-31 |  |  |  | Initial Study | In Progress (unknown study) | Kankakee | IL | Kankakee County, IL | 17091 | Davis Creek - Bloom 345 kV | PJM |  | ComEd | PJM |  |  | NRIS | Generation | type1: Solar; type2: Battery; mw1: 200 | Solar+Battery | 2022 | 2027
AH2-373 | active | 2022-03-10 | 2028-10-01 |  |  |  | Initial Study | In Progress (unknown study) | Berrien | MI | Berrien County, MI | 26021 | Blossom Trail 138 kV | PJM |  | AEP | PJM |  |  | NRIS | Generation | type1: Solar; type2: Battery; mw1: 180 | Solar+Battery | 2022 | 2028
AH2-380 | active | 2022-03-10 | 2026-03-01 |  |  |  | Initial Study | In Progress (unknown study) | Cook | IL | Cook County, IL | 17031 | Matteson - East Frankfort 138 kV | PJM |  | ComEd | PJM |  |  | NRIS | Generation | type1: Solar; type2: Battery; mw1: 44 | Solar+Battery | 2022 | 2026
AH2-382 | active | 2022-03-11 | 2027-06-01 |  |  |  | Initial Study | In Progress (unknown study) | Wythe | VA | Wythe County, VA | 51197 | Wythe  Mount Airy 138 kV | PJM |  | AEP | PJM |  |  | NRIS | Generation | type1: Solar; type2: Battery; mw1: 75 | Solar+Battery | 2022 | 2027
AH2-383 | active | 2022-03-11 | 2027-06-10 |  |  |  | Initial Study | In Progress (unknown study) | Fleming | KY | Fleming County, KY | 21069 | Goddard - Flemingsburg 138 kV | PJM |  | EKPC | PJM |  |  | NRIS | Generation | type1: Solar; type2: Battery; mw1: 70 | Solar+Battery | 2022 | 2027
AH2-384 | active | 2022-03-10 | 2026-12-15 |  |  |  | Initial Study | In Progress (unknown study) | Martin | NC | Martin County, NC | 37117 | Everetts 34.5kV | PJM |  | Dominion | PJM |  |  | NRIS | Generation | type1: Solar; type2: Battery; mw1: 10 | Solar+Battery | 2022 | 2026
AH2-404 | active | 2022-03-10 | 2026-12-31 |  |  |  | Initial Study | In Progress (unknown study) | Pittsylvania | VA | Pittsylvania County, VA | 51143 | East Danville - Banister 138kV | PJM |  | AEP | PJM |  |  | NRIS | Generation | type1: Solar; type2: Battery; mw1: 35 | Solar+Battery | 2022 | 2026
AH2-408 | active | 2022-03-10 | 2025-06-01 |  |  |  | Initial Study | In Progress (unknown study) | Wood | OH | Wood County, OH | 39173 | Fostoria - Lemoyne 138 kV | PJM |  | ATSI | PJM |  |  | NRIS | Generation | type1: Solar; type2: Battery; mw1: 49.9 | Solar+Battery | 2022 | 2025
AH2-409 | active | 2022-03-11 | 2025-06-01 |  |  |  | Initial Study | In Progress (unknown study) | Wood | OH | Wood County, OH | 39173 | Fostoria - Lemoyne 138 kV II | PJM |  | ATSI | PJM |  |  | NRIS | Generation | type1: Solar; type2: Battery; mw1: 30.1 | Solar+Battery | 2022 | 2025
AH2-410 | active | 2022-03-10 | 2025-06-01 |  |  |  | Initial Study | In Progress (unknown study) |  | KY | KY |  | New Castle 69 kV | PJM |  | EKPC | PJM |  |  | NRIS | Generation | type1: Solar; type2: Battery; mw1: 20 | Solar+Battery | 2022 | 2025
AH2-411 | active | 2022-03-10 | 2025-06-01 |  |  |  | Initial Study | In Progress (unknown study) |  | KY | KY |  | New Castle 69 kV | PJM |  | EKPC | PJM |  |  | NRIS | Generation | type1: Solar; type2: Battery; mw1: 30 | Solar+Battery | 2022 | 2025
AH2-413 | active | 2022-03-10 | 2026-12-15 |  |  |  | Initial Study | In Progress (unknown study) | Huntington | IN | Huntington County, IN | 18069 | Sorenson 345 kV | PJM |  | AEP | PJM |  |  | NRIS | Generation | type1: Solar; type2: Battery; mw1: 365 | Solar+Battery | 2022 | 2026
AH2-418 | active | 2022-03-10 | 2026-12-31 |  |  |  | Initial Study | In Progress (unknown study) | Berrien | MI | Berrien County, MI | 26021 | Riverside - Pokagon 138 kV | PJM |  | AEP | PJM |  |  | NRIS | Generation | type1: Solar; type2: Battery; mw1: 100 | Solar+Battery | 2022 | 2026
AH2-419 | active | 2022-03-10 | 2026-12-31 |  |  |  | Initial Study | In Progress (unknown study) | Laporte | IN | LaPorte County, IN | 18091 | Reynolds - Olive 345 kV | PJM |  | AEP | PJM |  |  | NRIS | Generation | type1: Solar; type2: Battery; mw1: 210 | Solar+Battery | 2022 | 2026
AI1-009 | active | 2022-04-01 | 2026-12-31 |  |  |  | Initial Study | In Progress (unknown study) | Rush | IN | Rush County, IN | 18139 | Pendleton - Tanners Creek 138 kV | PJM |  | AEP | PJM |  |  | NRIS | Generation | type1: Solar; type2: Battery; mw1: 100 | Solar+Battery | 2022 | 2026
AI1-019 | active | 2022-04-01 | 2026-12-31 |  |  |  | Initial Study | In Progress (unknown study) |  | KY | KY |  | Laurel - Cooper 161 kV | PJM |  | EKPC | PJM |  |  | NRIS | Generation | type1: Solar; type2: Battery; mw1: 50 | Solar+Battery | 2022 | 2026
AI1-039 | active | 2022-04-19 | 2025-06-30 |  |  |  | Initial Study | In Progress (unknown study) | Clearfield | PA | Clearfield County, PA | 42033 | Moshannon-Milesburg 230 kV VIII | PJM |  | PENELEC | PJM |  |  | NRIS | Generation | type1: Solar; type2: Battery; mw1: 200 | Solar+Battery | 2022 | 2025
AI1-074 | active | 2022-07-05 | 2027-12-15 |  |  |  | Initial Study | In Progress (unknown study) | Jackson | OH | Jackson County, OH | 39079 | Corwin - Elk 138 kV | PJM |  | AEP | PJM |  |  | NRIS | Generation | type1: Solar; type2: Battery; mw1: 120 | Solar+Battery | 2022 | 2027
AI1-078 | active | 2022-07-26 | 2026-12-31 |  |  |  | Initial Study | In Progress (unknown study) | Laporte | IN | LaPorte County, IN | 18091 | New Carlisle - Bosserman 138 kV | PJM |  | AEP | PJM |  |  | NRIS | Generation | type1: Solar; type2: Battery; mw1: 200 | Solar+Battery | 2022 | 2026
AI1-079 | active | 2022-07-26 | 2026-12-31 |  |  |  | Initial Study | In Progress (unknown study) | Adair | KY | Adair County, KY | 21001 | Summer Shade - West Columbia 69 kV | PJM |  | EKPC | PJM |  |  | NRIS | Generation | type1: Solar; type2: Battery; mw1: 64.8 | Solar+Battery | 2022 | 2026
AI1-080 | active | 2022-07-26 | 2026-12-31 |  |  |  | Initial Study | In Progress (unknown study) | Laporte | IN | LaPorte County, IN | 18091 | Albion - Kendallville - 138 kV | PJM |  | AEP | PJM |  |  | NRIS | Generation | type1: Solar; type2: Battery; mw1: 125 | Solar+Battery | 2022 | 2026
AI1-081 | active | 2022-07-26 | 2026-12-31 |  |  |  | Initial Study | In Progress (unknown study) | Jay | IN | Jay County, IN | 18075 | Jay - DeSoto 138 kV | PJM |  | AEP | PJM |  |  | NRIS | Generation | type1: Solar; type2: Battery; mw1: 100 | Solar+Battery | 2022 | 2026
AI1-096 | active | 2022-08-23 | 2027-05-01 |  |  |  | Initial Study | In Progress (unknown study) |  | WV | WV |  | Pemberton 138 kV | PJM |  | AEP | PJM |  |  | NRIS | Generation | type1: Solar; type2: Battery; mw1: 42 | Solar+Battery | 2022 | 2027
AI1-100 | active | 2022-08-30 | 2025-12-31 |  |  |  | Initial Study | In Progress (unknown study) | Belmont | OH | Belmont County, OH | 39013 | Somerton - Norton 138 kV | PJM |  | AEP | PJM |  |  | NRIS | Generation | type1: Solar; type2: Battery; mw1: 150 | Solar+Battery | 2022 | 2025
AI1-106 | active | 2022-08-31 | 2023-12-31 |  |  |  | Initial Study | In Progress (unknown study) | Halifax | VA | Halifax County, VA | 51083 | Sinai 13.2 kV | PJM |  | Dominion | PJM |  |  | NRIS | Generation | type1: Solar; type2: Battery; mw1: 9.9 | Solar+Battery | 2022 | 2023
AI1-108 | active | 2022-08-31 | 2026-01-01 |  |  |  | Initial Study | In Progress (unknown study) | Rockingham | VA | Rockingham County, VA | 51165 | Endless Caverns - Timberville 115 kV | PJM |  | Dominion | PJM |  |  | NRIS | Generation | type1: Solar; type2: Battery; mw1: 38.5 | Solar+Battery | 2022 | 2026
AI1-112 | active | 2022-08-31 | 2026-01-01 |  |  |  | Initial Study | In Progress (unknown study) | Champaign | OH | Champaign County, OH | 39021 | Woodstock 69 kV | PJM |  | Dayton | PJM |  |  | NRIS | Generation | type1: Solar; type2: Battery; mw1: 85 | Solar+Battery | 2022 | 2026
AI1-114 | active | 2022-09-02 | 2025-12-31 |  |  |  | Initial Study | In Progress (unknown study) | Cambria | PA | Cambria County, PA | 42021 | Revloc 46 kV | PJM |  | PENELEC | PJM |  |  | NRIS | Generation | type1: Solar; type2: Battery; mw1: 9.9 | Solar+Battery | 2022 | 2025
AI1-115 | active | 2022-09-02 | 2025-12-31 |  |  |  | Initial Study | In Progress (unknown study) | Clearfield | PA | Clearfield County, PA | 42033 | Glory 34.5 kV | PJM |  | PENELEC | PJM |  |  | NRIS | Generation | type1: Solar; type2: Battery; mw1: 9.9 | Solar+Battery | 2022 | 2025
AI1-127 | active | 2022-09-08 | 2024-09-09 |  |  |  | Initial Study | In Progress (unknown study) | Dauphin | PA | Dauphin County, PA | 42043 | Dauphin 12 kV | PJM |  | PPL | PJM |  |  | NRIS | Generation | type1: Solar; type2: Battery; mw1: 4.5 | Solar+Battery | 2022 | 2024
AI1-128 | active | 2022-09-08 | 2024-09-09 |  |  |  | Initial Study | In Progress (unknown study) | Centre | PA | Centre County, PA | 42027 | Milesburg 12.47 kV | PJM |  | APS | PJM |  |  | NRIS | Generation | type1: Solar; type2: Battery; mw1: 5 | Solar+Battery | 2022 | 2024
AI1-129 | active | 2022-09-08 | 2024-09-09 |  |  |  | Initial Study | In Progress (unknown study) | Lycoming | PA | Lycoming County, PA | 42081 | Muncy 12 kV II | PJM |  | PPL | PJM |  |  | NRIS | Generation | type1: Solar; type2: Battery; mw1: 4.5 | Solar+Battery | 2022 | 2024
AI1-132 | active | 2022-09-08 | 2029-04-30 |  |  |  | Initial Study | In Progress (unknown study) | Washington | KY | Washington County, KY | 21229 | Fredricksburg 69 kV | PJM |  | EKPC | PJM |  |  | NRIS | Generation | type1: Solar; type2: Battery; mw1: 83 | Solar+Battery | 2022 | 2029
AI1-133 | active | 2022-09-08 | 2029-04-30 |  |  |  | Initial Study | In Progress (unknown study) | Fleming | KY | Fleming County, KY | 21069 | Hillsboro 69 kV | PJM |  | EKPC | PJM |  |  | NRIS | Generation | type1: Solar; type2: Battery; mw1: 50 | Solar+Battery | 2022 | 2029
AI1-134 | active | 2022-09-08 | 2029-04-30 |  |  |  | Initial Study | In Progress (unknown study) | Grant | IN | Grant County, IN | 18053 | Greentown - Hummel Creek 138 kV | PJM |  | AEP | PJM |  |  | NRIS | Generation | type1: Solar; type2: Battery; mw1: 200 | Solar+Battery | 2022 | 2029
AI1-140 | active | 2022-09-09 | 2025-06-01 |  |  |  | Initial Study | In Progress (unknown study) | Wayne | IN | Wayne County, IN | 18177 | Selma Parker - Richmond 138 kV | PJM |  | AEP | PJM |  |  | NRIS | Generation | type1: Solar; type2: Battery; mw1: 40 | Solar+Battery | 2022 | 2025
AI1-141 | active | 2022-09-09 | 2025-06-01 |  |  |  | Initial Study | In Progress (unknown study) | Cass | MI | Cass County, MI | 26027 | Blossom - Dowagi TSS 34.5 kV | PJM |  | AEP | PJM |  |  | NRIS | Generation | type1: Solar; type2: Battery; mw1: 20 | Solar+Battery | 2022 | 2025
AI1-144 | active | 2022-09-09 | 2024-12-31 |  |  |  | Initial Study | In Progress (unknown study) | Adams | PA | Adams County, PA | 42001 | Gardners 13.2 kV III | PJM |  | ME | PJM |  |  | NRIS | Generation | type1: Solar; type2: Battery; mw1: 10 | Solar+Battery | 2022 | 2024
AI1-150 | active | 2022-09-09 | 2027-01-04 |  |  |  | Initial Study | In Progress (unknown study) | Butler | OH | Butler County, OH | 39017 | Locust - Todd 69 kV | PJM |  | Dayton | PJM |  |  | NRIS | Generation | type1: Solar; type2: Battery; mw1: 49.9 | Solar+Battery | 2022 | 2027
AI1-152 | active | 2022-09-09 | 2027-01-04 |  |  |  | Initial Study | In Progress (unknown study) | Northampton | PA | Northampton County, PA | 42095 | Siegfried - Nazareth 69 kV | PJM |  | ME | PJM |  |  | NRIS | Generation | type1: Solar; type2: Battery; mw1: 19.9 | Solar+Battery | 2022 | 2027
AI1-153 | active | 2022-09-09 | 2027-01-04 |  |  |  | Initial Study | In Progress (unknown study) | Dauphin | PA | Dauphin County, PA | 42043 | North Hershey - Grantville 69 kV | PJM |  | ME | PJM |  |  | NRIS | Generation | type1: Solar; type2: Battery; mw1: 20 | Solar+Battery | 2022 | 2027
AI1-159 | active | 2022-09-09 | 2028-12-31 |  |  |  | Initial Study | In Progress (unknown study) | Montgomery | KY | Montgomery County, KY | 21173 | Mount Sterling - Sideview 69 kV | PJM |  | EKPC | PJM |  |  | NRIS | Generation | type1: Solar; type2: Battery; mw1: 35 | Solar+Battery | 2022 | 2028
AI1-165 | active | 2022-09-09 | 2026-01-01 |  |  |  | Initial Study | In Progress (unknown study) | Green | KY | Green County, KY | 21087 | Magnolia - Summersville 69 kV | PJM |  | EKPC | PJM |  |  | NRIS | Generation | type1: Solar; type2: Battery; mw1: 85 | Solar+Battery | 2022 | 2026
AI1-169 | active | 2022-09-09 | 2026-10-15 |  |  |  | Initial Study | In Progress (unknown study) | Currituck | NC | Currituck County, NC | 37053 | Moyock 230 kV | PJM |  | Dominion | PJM |  |  | NRIS | Generation | type1: Wind; type2: Battery; mw1: 150 | Wind+Battery | 2022 | 2026
AI1-170 | active | 2022-09-10 | 2027-10-31 |  |  |  | Initial Study | In Progress (unknown study) | Dekalb | IL | DeKalb County, IL | 17037 | Glidden - Sugar Grove 138kV | PJM |  | ComEd | PJM |  |  | NRIS | Generation | type1: Solar; type2: Battery; mw1: 100 | Solar+Battery | 2022 | 2027
AI1-172 | active | 2022-09-10 | 2028-04-30 |  |  |  | Initial Study | In Progress (unknown study) | Grundy | IL | Grundy County, IL | 17063 | Katydid Road - Goodings Grove 345 kV | PJM |  | ComEd | PJM |  |  | NRIS | Generation | type1: Solar; type2: Battery; mw1: 250 | Solar+Battery | 2022 | 2028
AI1-174 | active | 2022-09-09 | 2028-04-30 |  |  |  | Initial Study | In Progress (unknown study) | Stephenson | IL | Stephenson County, IL | 17177 | Garden Plain - Rock Falls 138 kV | PJM |  | ComEd | PJM |  |  | NRIS | Generation | type1: Solar; type2: Battery; mw1: 118 | Solar+Battery | 2022 | 2028
AI1-175 | active | 2022-09-09 | 2024-12-31 |  |  |  | Initial Study | In Progress (unknown study) | Marion | OH | Marion County, OH | 39101 | Waldo - North Waldo 69 kV | PJM |  | AEP | PJM |  |  | NRIS | Generation | type1: Solar; type2: Battery; mw1: 19.5 | Solar+Battery | 2022 | 2024
AI1-178 | active | 2022-09-09 | 2027-12-31 |  |  |  | Initial Study | In Progress (unknown study) | Campbell | VA | Campbell County, VA | 51031 | Red House DP - Sugar Hill 115 kV | PJM |  | Dominion | PJM |  |  | NRIS | Generation | type1: Solar; type2: Battery; mw1: 80 | Solar+Battery | 2022 | 2027
AI1-179 | active | 2022-09-09 | 2027-12-31 |  |  |  | Initial Study | In Progress (unknown study) | Cambria | PA | Cambria County, PA | 42021 | Colver Power Project 115 kV | PJM |  | PENELEC | PJM |  |  | NRIS | Generation | type1: Solar; type2: Battery; mw1: 100 | Solar+Battery | 2022 | 2027
AI1-180 | active | 2022-09-09 | 2027-12-31 |  |  |  | Initial Study | In Progress (unknown study) |  | KY | KY |  | Windsor 69 kV | PJM |  | EKPC | PJM |  |  | NRIS | Generation | type1: Solar; type2: Battery; mw1: 100 | Solar+Battery | 2022 | 2027
AI1-190 | active | 2022-09-09 | 2027-12-31 |  |  |  | Initial Study | In Progress (unknown study) | Union | OH | Union County, OH | 39159 | Eagle Road 138 kV | PJM |  | Dayton | PJM |  |  | NRIS | Generation | type1: Solar; type2: Battery; mw1: 100 | Solar+Battery | 2022 | 2027
AI1-193 | active | 2022-09-09 | 2024-12-31 |  |  |  | Initial Study | In Progress (unknown study) | Adams | PA | Adams County, PA | 42001 | Lincoln 13.2 kV II | PJM |  | ME | PJM |  |  | NRIS | Generation | type1: Solar; type2: Battery; mw1: 10 | Solar+Battery | 2022 | 2024
AI1-194 | active | 2022-09-09 | 2024-12-31 |  |  |  | Initial Study | In Progress (unknown study) | Adams | PA | Adams County, PA | 42001 | Orrtanna 13.2 kV III | PJM |  | ME | PJM |  |  | NRIS | Generation | type1: Solar; type2: Battery; mw1: 10 | Solar+Battery | 2022 | 2024
AI1-195 | active | 2022-09-09 | 2024-12-31 |  |  |  | Initial Study | In Progress (unknown study) | Adams | PA | Adams County, PA | 42001 | Orrtanna 13.2 kV IV | PJM |  | ME | PJM |  |  | NRIS | Generation | type1: Solar; type2: Battery; mw1: 10 | Solar+Battery | 2022 | 2024
AI1-196 | active | 2022-09-09 | 2024-12-31 |  |  |  | Initial Study | In Progress (unknown study) | Fayette | PA | Fayette County, PA | 42051 | Gates Hill 25 kV | PJM |  | ME | PJM |  |  | NRIS | Generation | type1: Solar; type2: Battery; mw1: 9.8 | Solar+Battery | 2022 | 2024
AI1-197 | active | 2022-09-09 | 2024-12-31 |  |  |  | Initial Study | In Progress (unknown study) | Adams | PA | Adams County, PA | 42001 | Gardners 13.2 kV | PJM |  | ME | PJM |  |  | NRIS | Generation | type1: Solar; type2: Battery; mw1: 10 | Solar+Battery | 2022 | 2024
AI1-198 | active | 2022-09-09 | 2024-12-31 |  |  |  | Initial Study | In Progress (unknown study) | Adams | PA | Adams County, PA | 42001 | Gardners 13.2 kV II | PJM |  | ME | PJM |  |  | NRIS | Generation | type1: Solar; type2: Battery; mw1: 7.1 | Solar+Battery | 2022 | 2024
AI1-199 | active | 2022-09-09 | 2024-12-31 |  |  |  | Initial Study | In Progress (unknown study) | Fayette | PA | Fayette County, PA | 42051 | South Union 25 kV | PJM |  | ME | PJM |  |  | NRIS | Generation | type1: Solar; type2: Battery; mw1: 8.3 | Solar+Battery | 2022 | 2024
AI1-200 | active | 2022-09-10 | 2024-12-31 |  |  |  | Initial Study | In Progress (unknown study) | Lawrence | PA | Lawrence County, PA | 42073 | Campbell 8.32 kV | PJM |  | ME | PJM |  |  | NRIS | Generation | type1: Solar; type2: Battery; mw1: 5 | Solar+Battery | 2022 | 2024
AI1-202 | active | 2022-09-10 | 2026-10-15 |  |  |  | Initial Study | In Progress (unknown study) | Grant | WV | Grant County, WV | 54023 | Greenland Gap 500 kV | PJM |  | APS | PJM |  |  | NRIS | Generation | Solar | Wind | Battery | 450 |  |  | Solar+Wind+Battery | 2022 | 2026
AI1-211 | active | 2022-09-10 | 2024-12-31 |  |  |  | Initial Study | In Progress (unknown study) | Preston | WV | Preston County, WV | 54077 | Brandonville - Necessity 138 kV | PJM |  | APS | PJM |  |  | NRIS | Generation | type1: Solar; type2: Battery; mw1: 68 | Solar+Battery | 2022 | 2024
AI1-212 | active | 2022-09-10 | 2024-06-30 |  |  |  | Initial Study | In Progress (unknown study) | Jefferson | PA | Jefferson County, PA | 42065 | Homer City - Stolle Road 345 kV | PJM |  | PENELEC | PJM |  |  | NRIS | Generation | type1: Solar; type2: Battery; mw1: 182 | Solar+Battery | 2022 | 2024
AI1-213 | active | 2022-09-10 | 2024-06-30 |  |  |  | Initial Study | In Progress (unknown study) | Elk | PA | Elk County, PA | 42047 | Farmers Valley - Ridgeway 115 kV VI | PJM |  | APS | PJM |  |  | NRIS | Generation | type1: Solar; type2: Battery; mw1: 174 | Solar+Battery | 2022 | 2024
AI1-214 | active | 2022-09-10 | 2024-06-30 |  |  |  | Initial Study | In Progress (unknown study) | Centre | PA | Centre County, PA | 42027 | Philipsburg 115 kV IV | PJM |  | PENELEC | PJM |  |  | NRIS | Generation | type1: Solar; type2: Battery; mw1: 20 | Solar+Battery | 2022 | 2024
AI1-215 | active | 2022-09-10 | 2024-06-30 |  |  |  | Initial Study | In Progress (unknown study) | Centre | PA | Centre County, PA | 42027 | Philipsburg 115 kV V | PJM |  | PENELEC | PJM |  |  | NRIS | Generation | type1: Solar; type2: Battery; mw1: 20 | Solar+Battery | 2022 | 2024
AI1-216 | active | 2022-09-10 | 2024-06-30 |  |  |  | Initial Study | In Progress (unknown study) | Centre | PA | Centre County, PA | 42027 | Philipsburg 115 kV VI | PJM |  | PENELEC | PJM |  |  | NRIS | Generation | type1: Solar; type2: Battery; mw1: 20 | Solar+Battery | 2022 | 2024
AI1-217 | active | 2022-09-10 | 2024-06-30 |  |  |  | Initial Study | In Progress (unknown study) | Centre | PA | Centre County, PA | 42027 | Philipsburg 115 kV VII | PJM |  | PENELEC | PJM |  |  | NRIS | Generation | type1: Solar; type2: Battery; mw1: 17 | Solar+Battery | 2022 | 2024
AI2-004 | active | 2022-10-14 | 2026-01-01 |  |  |  | Initial Study | In Progress (unknown study) | Brunswick | VA | Brunswick County, VA | 51025 | Danieltown  Brunswick 115 kV | PJM |  | Dominion | PJM |  |  | NRIS | Generation | type1: Solar; type2: Battery; mw1: 80 | Solar+Battery | 2022 | 2026
AI2-030 | active | 2023-01-18 | 2024-12-20 |  |  |  | Initial Study | In Progress (unknown study) | Adams | OH | Adams County, OH | 39001 | Poplar Flat Switch - Brown Hill 69 kV | PJM |  | AEP | PJM |  |  | NRIS | Generation | type1: Solar; type2: Battery; mw1: 50 | Solar+Battery | 2023 | 2024
AI2-184 | active | 2023-03-01 | 2023-09-10 |  |  |  | Initial Study | In Progress (unknown study) | Greene | PA | Greene County, PA | 42059 | Whitely 138 kV | PJM |  | APS | PJM |  |  | NRIS | Generation | type1: Solar; type2: Battery; mw1: 8 | Solar+Battery | 2023 | 2023
AI2-185 | active | 2023-03-01 | 2023-09-10 |  |  |  | Initial Study | In Progress (unknown study) | Greene | PA | Greene County, PA | 42059 | Franklin 138 kV | PJM |  | APS | PJM |  |  | NRIS | Generation | type1: Solar; type2: Battery; mw1: 41 | Solar+Battery | 2023 | 2023
AI2-186 | active | 2023-03-01 | 2023-09-10 |  |  |  | Initial Study | In Progress (unknown study) | Greene | PA | Greene County, PA | 42059 | Franklin 138 kV | PJM |  | APS | PJM |  |  | NRIS | Generation | type1: Solar; type2: Battery; mw1: 20.25 | Solar+Battery | 2023 | 2023
AI2-187 | active | 2023-03-02 | 2027-12-01 |  |  |  | Initial Study | In Progress (unknown study) | Grant | WV | Grant County, WV | 54023 | Mt. Storm 500kV | PJM |  | Dominion | PJM |  |  | NRIS | Generation | type1: Solar; type2: Battery; mw1: 445 | Solar+Battery | 2023 | 2027
AI2-188 | active | 2023-03-01 | 2028-03-15 |  |  |  | Initial Study | In Progress (unknown study) | Hardy | WV | Hardy County, WV | 54031 | Mt. Storm - Meadow Brook 500 kV | PJM |  | APS | PJM |  |  | NRIS | Generation | type1: Solar; type2: Battery; mw1: 246.25 | Solar+Battery | 2023 | 2028
AI2-243 | active | 2023-03-02 | 2027-06-01 |  |  |  | Initial Study | In Progress (unknown study) | Stephenson | IL | Stephenson County, IL | 17177 | Ecogrove 138 kV (CIR Increase) | PJM |  | ComEd | PJM |  |  | NRIS | Generation | type1: Solar; type2: Wind; mw1: 80.3 | Solar+Wind | 2023 | 2027
AI2-274 | active | 2023-03-02 | 2023-06-01 |  |  |  | Initial Study | In Progress (unknown study) | Powhatan | VA | Powhatan County, VA | 51145 | Powhatan 34.5 kV | PJM |  | Dominion | PJM |  |  | NRIS | Generation | type1: Solar; type2: Battery; mw1: 6.8 | Solar+Battery | 2023 | 2023
AI2-401 | active | 2023-03-02 | 2025-12-31 |  |  |  | Initial Study | In Progress (unknown study) | White | IN | White County, IN | 18181 | Olive-Reynolds #1 345 kV | PJM |  | AEP | PJM |  |  | NRIS | Generation | type1: Solar; type2: Battery; mw1: 48 | Solar+Battery | 2023 | 2025
AI2-420 | active | 2023-03-02 | 2027-12-31 |  |  |  | Initial Study | In Progress (unknown study) | Dekalb | IL | DeKalb County, IL | 17037 | Crego Road 138kV (CIR Increase) | PJM |  | ComEd | PJM |  |  | NRIS | Generation | type1: Solar; type2: Battery; mw1: 20 | Solar+Battery | 2023 | 2027
AI2-434 | active | 2023-03-09 | 2026-12-31 |  |  |  | Initial Study | In Progress (unknown study) | Lycoming | PA | Lycoming County, PA | 42081 |  | PJM |  | PPL | PJM |  |  | NRIS | Generation | type1: Solar; type2: Battery; mw1: 20 | Solar+Battery | 2023 | 2026
AI2-435 | active | 2023-03-09 | 2026-12-31 |  |  |  | Initial Study | In Progress (unknown study) | Berks | PA | Berks County, PA | 42011 | South Hamburg  St. Peters Village 69 kV | PJM |  | ME | PJM |  |  | NRIS | Generation | type1: Solar; type2: Battery; mw1: 20 | Solar+Battery | 2023 | 2026
AI2-436 | active | 2023-03-09 | 2026-12-31 |  |  |  | Initial Study | In Progress (unknown study) | Clearfield | PA | Clearfield County, PA | 42033 | Luthersburg - Curwensville 34.5 kV | PJM |  | PENELEC | PJM |  |  | NRIS | Generation | type1: Solar; type2: Battery; mw1: 20 | Solar+Battery | 2023 | 2026
AI2-439 | active | 2023-03-10 | 2027-12-31 |  |  |  | Initial Study | In Progress (unknown study) | Centre | PA | Centre County, PA | 42027 | Philipsburg 115 kV | PJM |  | PENELEC | PJM |  |  | NRIS | Generation | type1: Solar; type2: Battery; mw1: 20 | Solar+Battery | 2023 | 2027
AI2-440 | active | 2023-03-10 | 2027-12-31 |  |  |  | Initial Study | In Progress (unknown study) | Centre | PA | Centre County, PA | 42027 | Phillipsburg 115 kV | PJM |  | PENELEC | PJM |  |  | NRIS | Generation | type1: Solar; type2: Battery; mw1: 20 | Solar+Battery | 2023 | 2027
AI2-441 | active | 2023-03-10 | 2027-12-31 |  |  |  | Initial Study | In Progress (unknown study) | Luzerne | PA | Luzerne County, PA | 42079 | Salem - Beacon Power 69 kV | PJM |  | PPL | PJM |  |  | NRIS | Generation | type1: Solar; type2: Battery; mw1: 20 | Solar+Battery | 2023 | 2027
AI2-442 | active | 2023-03-10 | 2027-12-31 |  |  |  | Initial Study | In Progress (unknown study) | Luzerne | PA | Luzerne County, PA | 42079 | Salem-Beacon Power 69 kV | PJM |  | PPL | PJM |  |  | NRIS | Generation | type1: Solar; type2: Battery; mw1: 20 | Solar+Battery | 2023 | 2027
AI2-443 | active | 2023-03-10 | 2027-07-10 |  |  |  | Initial Study | In Progress (unknown study) | Greene | PA | Greene County, PA | 42059 | North Longview 500 kV | PJM |  | APS | PJM |  |  | NRIS | Generation | type1: Solar; type2: Battery; mw1: 300 | Solar+Battery | 2023 | 2027
AI2-444 | active | 2023-03-10 | 2026-03-08 |  |  |  | Initial Study | In Progress (unknown study) |  | WV | WV |  | Rum Creek 138kV | PJM |  | AEP | PJM |  |  | NRIS | Generation | type1: Solar; type2: Battery; mw1: 59.5 | Solar+Battery | 2023 | 2026
AI2-445 | active | 2023-03-10 | 2026-03-08 |  |  |  | Initial Study | In Progress (unknown study) | Tucker | WV | Tucker County, WV | 54093 | Parsons - William 138 kV | PJM |  | APS | PJM |  |  | NRIS | Generation | type1: Solar; type2: Battery; mw1: 148 | Solar+Battery | 2023 | 2026
AI2-446 | active | 2023-03-10 | 2027-12-31 |  |  |  | Initial Study | In Progress (unknown study) | Cambria | PA | Cambria County, PA | 42021 | Medera - Westover South 115 kV | PJM |  | PENELEC | PJM |  |  | NRIS | Generation | type1: Solar; type2: Battery; mw1: 150 | Solar+Battery | 2023 | 2027
AJ1-008 | active | 2023-05-08 | 2028-10-01 |  |  |  | Initial Study | In Progress (unknown study) | Clermont | OH | Clermont County, OH | 39025 | Zimmer 345 kV | PJM |  | DEOK | PJM |  |  | NRIS | Generation | type1: Solar; type2: Battery; mw1: 800 | Solar+Battery | 2023 | 2028
AJ1-018 | active | 2023-06-22 | 2028-12-29 |  |  |  | Initial Study | In Progress (unknown study) | Worcester | MD | Worcester County, MD | 24047 | Bishopville  Worcester 138 kV | PJM |  | DPL | PJM |  |  | NRIS | Generation | type1: Solar; type2: Battery; mw1: 39 | Solar+Battery | 2023 | 2028
21-11121 | active | 2021-11-12 | 2025-12-31 |  |  |  |  | Facility Study | Weld | CO | Weld, CO | 8123 | Longs Peak 230kV | West |  | Platte River Power Authority | PRPA |  |  |  | Generation | type1: Solar; type2: Battery; mw1: 150 | Solar+Battery | 2021 | 2025
21-11153 | active | 2021-11-15 | 2027-06-01 |  |  |  |  | System Impact Study | Boulder | CO | Boulder, CO; Weld, CO | 801308123 | Longs Peak 230kV | West |  | Platte River Power Authority | PRPA |  |  |  | Generation | type1: Solar; type2: Battery; mw1: 125 | Solar+Battery | 2021 | 2027
21-11157 | active | 2021-11-15 | 2026-12-01 |  |  |  |  | System Impact Study | Larimer | CO | Larimer, CO | 8069 | Ault-Carey 230kV | West |  | Platte River Power Authority | PRPA |  |  |  | Generation | type1: Solar; type2: Battery; mw1: 125 | Solar+Battery | 2021 | 2026
22-07251 | active | 2022-07-25 | 2028-03-01 |  |  |  |  | System Impact Study | Larimer | CO | Larimer, CO | 8069 | Rawhide 230kV | West |  | Platte River Power Authority | PRPA |  |  |  | Generation | type1: Gas; type2: Oil; mw1: 250 | Gas+Oil | 2022 | 2028
22-07252 | active | 2022-07-25 | 2026-03-01 |  |  |  |  | System Impact Study | Larimer | CO | Larimer, CO | 8069 | Rawhide-Roundhouse 230kV | West |  | Platte River Power Authority | PRPA |  |  |  | Generation | type1: Wind; type2: Battery; mw1: 200 | Wind+Battery | 2022 | 2026
IA-PNM-2019-05 | active | 2019-04-23 | 2021-12-01 |  |  |  | LGIA executed 2/13/24. | IA Executed | Santa Fe | NM | Santa Fe County, NM | 35049 | Randho Viejo Zia/Rodeo  El Dorado Line | West |  | Public Service Company of New Mexico | PNM |  |  | ERIS | Generation | type1: Solar; type2: Battery; mw1: 96 | Solar+Battery | 2019 | 2021
IA-PNM-2019-08 | active | 2019-04-22 | 2022-12-01 |  |  |  | LGIA executed 2/29/24. | IA Executed | Mckinley | NM | McKinley County, NM | 35031 | Yah-Ta-Hey  Pitt Midway Line | West |  | Public Service Company of New Mexico | PNM | RWE Solar Dev |  | NRIS | Generation | type1: Solar; type2: Battery; mw1: 125 | Solar+Battery | 2019 | 2022
IA-PNM-2019-11 | active | 2019-04-19 | 2025-11-01 |  |  |  | LGIA executed 7/16/24. | IA Executed | San Juan | NM | San Juan County, NM | 35045 | San Juan 345 kV Switching Station | West |  | Public Service Company of New Mexico | PNM | 450CT 8ME |  | ERIS | Generation | type1: Solar; type2: Battery; mw1: 500 | Solar+Battery | 2019 | 2025
IA-PNM-2020-04 | active | 2020-01-17 | 2023-09-01 |  |  |  | LGIA executed 6/7/23. | IA Executed | Bernalillo | NM | Bernalillo County, NM | 35001 | Bernalillo Solar West Mesa - Sandia 345 kV Line | West |  | Public Service Company of New Mexico | PNM |  |  | ERIS | Generation | type1: Solar; type2: Battery; mw1: 400 | Solar+Battery | 2020 | 2023
IA-PNM-2020-06 | active | 2020-05-18 | 2023-06-01 |  |  |  |  | System Impact Study | Mckinley | NM | McKinley County, NM | 35031 | Yah-Ta-Hey Substation | West |  | Public Service Company of New Mexico | PNM |  |  | NRIS | Generation | type1: Solar; type2: Battery; mw1: 90 | Solar+Battery | 2020 | 2023
IA-PNM-2020-07 | active | 2020-05-15 | 2023-12-01 |  |  |  |  | System Impact Study | San Juan | NM | San Juan County, NM | 35045 | Bisti 230 kV Substation | West |  | Public Service Company of New Mexico | PNM |  |  | NRIS | Generation | type1: Solar; type2: Battery; mw1: 100 | Solar+Battery | 2020 | 2023
IA-PNM-2020-19 | active | 2020-10-15 | 2023-05-01 |  |  |  | LGIA executed 9/3/24. | IA Executed | Otero | NM | Otero County, NM | 35035 | Alamogordo-Holloman Airforce 115kV line | West | Iris Del Sol | Public Service Company of New Mexico | PNM |  |  | ERIS | Generation | type1: Solar; type2: Battery; mw1: 76 | Solar+Battery | 2020 | 2023
IA-PNM-2020-21 | active | 2020-10-14 | 2023-11-01 |  |  |  | LGIA executed 7/30/24. | IA Executed | Valencia | NM | Valencia County, NM | 35061 | Sky Station | West |  | Public Service Company of New Mexico | PNM | NextEra Energy |  | NRIS | Generation | type1: Solar; type2: Battery; mw1: 100 | Solar+Battery | 2020 | 2023
IA-PNM-2021-06 | active | 2021-07-09 | 2024-12-01 |  |  |  | LGIA executed 12/12/24. | IA Executed | Santa Fe | NM | Santa Fe County, NM | 35049 | Diamond Tail-Clines Corners | West | Pentstemon Solar | Public Service Company of New Mexico | PNM |  |  | ERIS | Generation | type1: Solar; type2: Battery; mw1: 199 | Solar+Battery | 2021 | 2024
IA-PNM-2021-07 | active | 2021-07-09 | 2024-12-01 |  |  |  | LGIA executed 12/12/24. | IA Executed | Santa Fe | NM | Santa Fe County, NM | 35049 | Diamond Tail-Clines Corners | West | Globemallow Solar | Public Service Company of New Mexico | PNM |  |  | ERIS | Generation | type1: Solar; type2: Battery; mw1: 150 | Solar+Battery | 2021 | 2024
IA-PNM-2021-09 | active | 2021-07-09 | 2025-06-01 |  |  |  | LGIA executed 1/16/25. | IA Executed | Bernalillo | NM | Bernalillo County, NM | 35001 | Los Morros - West Mesa 115 kV Line | West |  | Public Service Company of New Mexico | PNM | NextEra Energy |  | ERIS | Generation | type1: Solar; type2: Battery; mw1: 150 | Solar+Battery | 2021 | 2025
IA-PNM-2021-10 | active | 2021-07-09 | 2025-06-01 |  |  |  | LGIA executed 1/16/25. | IA Executed | Bernalillo | NM | Bernalillo County, NM | 35001 | Pajarito- 345 kV Substation | West |  | Public Service Company of New Mexico | PNM | NextEra Energy |  | ERIS | Generation | type1: Solar; type2: Battery; mw1: 300 | Solar+Battery | 2021 | 2025
IA-PNM-2021-11 | active | 2021-07-06 | 2025-06-01 |  |  |  | Reviewing draft LGIA comments. | IA Pending | San Juan | NM | San Juan County, NM | 35045 | Bisti - 230 kV Line | West |  | Public Service Company of New Mexico | PNM |  |  | ERIS | Generation | type1: Solar; type2: Battery; mw1: 100 | Solar+Battery | 2021 | 2025
IA-PNM-2021-12 | active | 2021-07-08 | 2025-06-01 |  |  |  | Reviewing draft LGIA comments. | IA Pending | De Baca | NM | De Baca County, NM | 35011 | Taiban 345 kV Substation | West |  | Public Service Company of New Mexico | PNM |  |  | ERIS | Generation | type1: Solar; type2: Battery; mw1: 300 | Solar+Battery | 2021 | 2025
IA-PNM-2022-05 | active | 2022-04-07 | 2025-12-01 |  |  |  |  | System Impact Study | Mckinley | NM | McKinley County, NM | 35031 | Bluewater-Taylor 115kV Line | West |  | Public Service Company of New Mexico | PNM |  | DEFINITIVE INTERCONNECTION SYSTEM IMPACT STUDY CLUSTER #15  WINDOW OPENED January 9, 2022  WINDOW CLOSED April 8, 2022 | NRIS | Generation | type1: Solar; type2: Battery; mw1: 199 | Solar+Battery | 2022 | 2025
IA-PNM-2022-08 | active | 2022-04-07 | 2025-07-01 |  |  |  |  | System Impact Study | Curry | NM | Curry County, NM | 35009 | Blackwater  Taiban 345 kV Line | West |  | Public Service Company of New Mexico | PNM |  | DEFINITIVE INTERCONNECTION SYSTEM IMPACT STUDY CLUSTER #15  WINDOW OPENED January 9, 2022  WINDOW CLOSED April 8, 2022 | NRIS | Generation | type1: Solar; type2: Battery; mw1: 500 | Solar+Battery | 2022 | 2025
IA-PNM-2023-04 | active | 2023-01-03 | 2027-03-01 |  |  |  |  | System Impact Study | Bernalillo | NM | Bernalillo County, NM | 35001 | Petroglyph to West Mesa 115 kV Line | West |  | Public Service Company of New Mexico | PNM |  | DEFINITIVE INTERCONNECTION SYSTEM IMPACT STUDY CLUSTER #16  WINDOW OPENED October 6, 2022 CLOSED January 3, 2023 | NRIS | Generation | type1: Solar; type2: Battery; mw1: 200 | Solar+Battery | 2023 | 2027
IA-PNM-2023-05 | active | 2023-01-03 | 2027-03-01 |  |  |  |  | System Impact Study | Bernalillo | NM | Bernalillo County, NM | 35001 | Ambrosia Lake  West Mesa 230 kV Line | West |  | Public Service Company of New Mexico | PNM |  | DEFINITIVE INTERCONNECTION SYSTEM IMPACT STUDY CLUSTER #16  WINDOW OPENED October 6, 2022 CLOSED January 3, 2023 | NRIS | Generation | type1: Solar; type2: Battery; mw1: 200 | Solar+Battery | 2023 | 2027
IA-PNM-2023-06 | active | 2022-12-30 | 2025-12-01 |  |  |  |  | System Impact Study | Mckinley | NM | McKinley County, NM | 35031 | Ambrosia 115 kV Substation | West |  | Public Service Company of New Mexico | PNM |  | DEFINITIVE INTERCONNECTION SYSTEM IMPACT STUDY CLUSTER #16  WINDOW OPENED October 6, 2022 CLOSED January 3, 2023 | ERIS | Generation | type1: Solar; type2: Battery; mw1: 199 | Solar+Battery | 2022 | 2025
IA-PNM-2023-08 | active | 2022-12-29 | 2025-05-01 |  |  |  |  | System Impact Study | Guadalupe | NM | Guadalupe County, NM | 35019 | Guadalupe -Taiban 345 kV Line | West |  | Public Service Company of New Mexico | PNM |  | DEFINITIVE INTERCONNECTION SYSTEM IMPACT STUDY CLUSTER #16  WINDOW OPENED October 6, 2022 CLOSED January 3, 2023 | ERIS | Generation | type1: Wind; type2: Battery; mw1: 300 | Wind+Battery | 2022 | 2025
IA-PNM-2023-09 | active | 2022-12-29 | 2025-05-01 |  |  |  |  | System Impact Study | Guadalupe | NM | Guadalupe County, NM | 35019 | Guadalupe -Taiban 345 kV Line | West |  | Public Service Company of New Mexico | PNM |  | DEFINITIVE INTERCONNECTION SYSTEM IMPACT STUDY CLUSTER #16  WINDOW OPENED October 6, 2022 CLOSED January 3, 2023 | NRIS | Generation | type1: Wind; type2: Battery; mw1: 199 | Wind+Battery | 2022 | 2025
IA-PNM-2023-13 | active | 2023-01-03 | 2026-12-01 |  |  |  |  | System Impact Study | Valencia | NM | Valencia County, NM | 35061 | Sun Ranch Switching Station | West |  | Public Service Company of New Mexico | PNM |  | DEFINITIVE INTERCONNECTION SYSTEM IMPACT STUDY CLUSTER #16  WINDOW OPENED October 6, 2022 CLOSED January 3, 2023 | NRIS | Generation | type1: Solar; type2: Battery; mw1: 100 | Solar+Battery | 2023 | 2026
IA-PNM-2023-14 | active | 2023-09-07 | 2028-05-01 |  |  |  |  | System Impact Study | Bernalillo | NM | Bernalillo County, NM | 35001 | Petroglyph 115 kV Station | West |  | Public Service Company of New Mexico | PNM |  | DEFINITIVE INTERCONNECTION SYSTEM IMPACT STUDY CLUSTER #17  WINDOW OPENED July 3, 2023 CLOSED September 30, 2023 | NRIS | Generation | type1: Solar; type2: Battery; mw1: 150 | Solar+Battery | 2023 | 2028
IA-PNM-2023-20 | active | 2023-09-29 | 2028-12-01 |  |  |  |  | System Impact Study | San Juan | NM | San Juan County, NM | 35045 | New substation off the FW and WW 345 kV line | West |  | Public Service Company of New Mexico | PNM |  | DEFINITIVE INTERCONNECTION SYSTEM IMPACT STUDY CLUSTER #17  WINDOW OPENED July 3, 2023 CLOSED September 30, 2023 | NRIS | Generation | type1: Solar; type2: Battery; mw1: 500 | Solar+Battery | 2023 | 2028
IA-PNM-2023-21 | active | 2023-09-29 | 2028-12-01 |  |  |  |  | System Impact Study | San Juan | NM | San Juan County, NM | 35045 | New substation off the FW and WW 345 kV line | West |  | Public Service Company of New Mexico | PNM |  | DEFINITIVE INTERCONNECTION SYSTEM IMPACT STUDY CLUSTER #17  WINDOW OPENED July 3, 2023 CLOSED September 30, 2023 | NRIS | Generation | type1: Solar; type2: Battery; mw1: 500 | Solar+Battery | 2023 | 2028
IA-PNM-2023-22 | active | 2023-09-28 | 2028-11-01 |  |  |  |  | System Impact Study | Santa Fe | NM | Santa Fe County, NM | 35049 | New substation on Clines Corners-Diamond Tail 345 kV line | West |  | Public Service Company of New Mexico | PNM |  | DEFINITIVE INTERCONNECTION SYSTEM IMPACT STUDY CLUSTER #17  WINDOW OPENED July 3, 2023 CLOSED September 30, 2023 | NRIS | Generation | type1: Solar; type2: Battery; mw1: 200 | Solar+Battery | 2023 | 2028
IA-PNM-2023-30 | active | 2023-09-29 | 2029-04-01 |  |  |  |  | System Impact Study | Santa Fe | NM | Santa Fe County, NM | 35049 | New Substation on Clines Corners-Diamond Tail 345 kV Line | West |  | Public Service Company of New Mexico | PNM |  | DEFINITIVE INTERCONNECTION SYSTEM IMPACT STUDY CLUSTER #17  WINDOW OPENED July 3, 2023 CLOSED September 30, 2023 | NRIS | Generation | type1: Solar; type2: Battery; mw1: 250 | Solar+Battery | 2023 | 2029
IA-PNM-2023-31 | active | 2023-09-29 | 2028-12-01 |  |  |  |  | System Impact Study | Mckinley | NM | McKinley County, NM | 35031 | Ambrosia 115 kV Substation | West |  | Public Service Company of New Mexico | PNM |  | DEFINITIVE INTERCONNECTION SYSTEM IMPACT STUDY CLUSTER #17  WINDOW OPENED July 3, 2023 CLOSED September 30, 2023 | NRIS | Generation | type1: Solar; type2: Battery; mw1: 100 | Solar+Battery | 2023 | 2028
22-109 | active | 2022-03-29 | 2023-06-15 |  |  |  |  | Feasibility Study | Jefferson | OR | Jefferson County, OR | 41031 | Roundbutte-Bethel 230 kV | West |  | Portland General Electric | PGE |  |  | NRIS/ERIS | Generation | type1: Solar; type2: Battery; mw1: 400 | Solar+Battery | 2022 | 2023
22-119 | active | 2023-01-04 | 2026-12-31 |  |  |  |  | In Progress (unknown study) | Lake | OR | Lake County, OR | 41037 | Ft. Rock 500 kV Line | West |  | Portland General Electric | PGE |  |  | NRIS | Generation | type1: Solar; type2: Battery; mw1: 600 | Solar+Battery | 2023 | 2026
23-223 | active | 2023-03-03 | 2028-09-01 |  |  |  |  | In Progress (unknown study) | Washington | OR | Washington County, OR | 41067 | West Union Substation 115kV | West |  | Portland General Electric | PGE |  |  | NRIS/ERIS | Generation | type1: Wind; type2: Battery; mw1: 400 | Wind+Battery | 2023 | 2028
23-225 | active | 2023-03-03 | 2028-09-01 |  |  |  |  | In Progress (unknown study) | Columbia | OR | Columbia County, OR | 41009 | Trojan to Harborton 230kV line | West |  | Portland General Electric | PGE |  |  | NRIS/ERIS | Generation | type1: Wind; type2: Battery; mw1: 400 | Wind+Battery | 2023 | 2028
23-229 | active | 2023-03-03 | 2027-12-01 |  |  |  |  | In Progress (unknown study) | Jefferson | OR | Jefferson County, OR | 41031 | Mountain View Substation 500KV | West |  | Portland General Electric | PGE |  |  | NRIS/ERIS | Generation | Solar | Wind | Battery | 750 |  |  | Solar+Wind+Battery | 2023 | 2027
23-230 | active | 2023-03-04 | 2027-09-01 |  |  |  |  | In Progress (unknown study) | Jefferson | OR | Jefferson County, OR | 41031 | Round Butte Substation 500KV | West |  | Portland General Electric | PGE |  |  | NRIS/ERIS | Generation | type1: Solar; type2: Battery; mw1: 1500 | Solar+Battery | 2023 | 2027
23-233 | active | 2023-06-27 | 2025-06-15 |  |  |  |  | In Progress (unknown study) | Jefferson | OR | Jefferson County, OR | 41031 | Round Butte - Bethel 230kV | West |  | Portland General Electric | PGE |  |  | NRIS/ERIS | Generation | type1: Solar; type2: Battery; mw1: 800 | Solar+Battery | 2023 | 2025
23-234 | active | 2023-06-27 | 2025-06-15 |  |  |  |  | In Progress (unknown study) | Jefferson | OR | Jefferson County, OR | 41031 | Round Butte - Bethel 230kV | West |  | Portland General Electric | PGE |  |  | NRIS/ERIS | Generation | type1: Solar; type2: Battery; mw1: 800 | Solar+Battery | 2023 | 2025
23-235 | active | 2023-07-07 | 2027-04-01 |  |  |  |  | In Progress (unknown study) | Jefferson | OR | Jefferson County, OR | 41031 | Round Butte - Bethel 230kV | West |  | Portland General Electric | PGE |  |  | NRIS/ERIS | Generation | type1: Solar; type2: Battery; mw1: 513 | Solar+Battery | 2023 | 2027
23-236 | active | 2023-08-14 | 2027-04-01 |  |  |  |  | In Progress (unknown study) | Jefferson | OR | Jefferson County, OR | 41031 | Round Butte - Bethel 230kV | West |  | Portland General Electric | PGE |  |  | NRIS/ERIS | Generation | type1: Solar; type2: Battery; mw1: 513 | Solar+Battery | 2023 | 2027
24-240 | active | 2024-01-29 | 2027-10-23 |  |  |  |  | In Progress (unknown study) | Jefferson | OR | Jefferson County, OR | 41031 | Redmond - Round Butte 230kV | West |  | Portland General Electric | PGE |  |  | NRIS | Generation | type1: Solar; type2: Battery; mw1: 130 | Solar+Battery | 2024 | 2027
24-258 | active | 2024-05-24 | 2028-07-31 |  |  |  |  | In Progress (unknown study) | Jefferson | OR | Jefferson County, OR | 41031 | Round Butte 230kV Substation | West |  | Portland General Electric | PGE |  |  | NRIS | Generation | type1: Solar; type2: Battery; mw1: 225 | Solar+Battery | 2024 | 2028
2RSC-2020-05 | active | 2020-09-10 | 2022-09-30 |  |  |  | LGIA Executed | IA Executed | Pueblo | CO | Pueblo County, CO | 8101 | Mirasol Switchyard on the Comanche- Midway 230 kV Transmission Line | West |  | Public Service Company Of Colorado | PSCo |  | 2RSC-2020 | ERIS | Generation | type1: Solar; type2: Battery; mw1: 250 | Solar+Battery | 2020 | 2022
GI-2021-6 | active | 2021-04-02 | 2024-12-31 |  |  |  | LGIA Executed | IA Executed | Adams | CO | Adams County, CO | 8001 | Green Valley - Sky Ranch 230 kV | West |  | Public Service Company Of Colorado | PSCo |  | DISIS-2021-003 | NRIS | Generation | type1: Solar; type2: Battery; mw1: 199 | Solar+Battery | 2021 | 2024
GI-2024-01 | active | 2024-04-05 | 2027-05-30 | [5 empty] | Weld | CO | Weld County, CO | 8123 | Canal Crossing - Ft St Vrain 345 kV line | West |  | Public Service Company Of Colorado | PSCo |  | DISIS-2024-007 | NRIS | Generation | type1: Solar; type2: Battery; mw1: 199 | Solar+Battery | 2024 | 2027
GI-2024-02 | active | 2024-04-05 | 2027-05-30 | [5 empty] | Weld | CO | Weld County, CO | 8123 | Canal Crossing - Ft St Vrain 345 kV line | West |  | Public Service Company Of Colorado | PSCo |  | DISIS-2024-007 | NRIS | Generation | type1: Solar; type2: Battery; mw1: 199 | Solar+Battery | 2024 | 2027
GI-2024-05 | active | 2024-04-29 | 2028-03-01 | [5 empty] | Pueblo | CO | Pueblo County, CO | 8101 | Daniels Park-Tundra 345 kV line | West |  | Public Service Company Of Colorado | PSCo |  | DISIS-2024-007 | NRIS | Generation | type1: Solar; type2: Battery; mw1: 400 | Solar+Battery | 2024 | 2028
GI-2024-06 | active | 2024-05-08 | 2027-06-01 | [5 empty] | Morgan | CO | Morgan County, CO | 8087 | Story-Pawnee 230 kV line | West |  | Public Service Company Of Colorado | PSCo |  | DISIS-2024-007 | NRIS | Generation | type1: Solar; type2: Battery; mw1: 500 | Solar+Battery | 2024 | 2027
GI-2024-07 | active | 2024-05-10 | 2028-05-15 | [5 empty] | Pueblo | CO | Pueblo County, CO | 8101 | Comanche 115 kV Substation | West |  | Public Service Company Of Colorado | PSCo |  | DISIS-2024-007 | NRIS | Generation | type1: Solar; type2: Battery; mw1: 100 | Solar+Battery | 2024 | 2028
GI-2024-11 | active | 2024-05-17 | 2028-05-05 | [5 empty] | Saguache | CO | Saguache County, CO | 8109 | Poncha-San Luis Valley 230 kV line | West |  | Public Service Company Of Colorado | PSCo |  | DISIS-2024-007 | ERIS | Generation | type1: Solar; type2: Battery; mw1: 170 | Solar+Battery | 2024 | 2028
GI-2024-14 | active | 2024-05-17 | 2027-12-31 | [5 empty] | Pueblo | CO | Pueblo County, CO | 8101 | Boone-Midway 230 kV line | West |  | Public Service Company Of Colorado | PSCo |  | DISIS-2024-007 | ERIS | Generation | type1: Solar; type2: Battery; mw1: 150 | Solar+Battery | 2024 | 2027
GI-2024-15 | active | 2024-05-15 | 2028-05-30 | [5 empty] | Alamosa | CO | Alamosa County, CO | 8003 | San Luis Valley 230 kV Substation | West |  | Public Service Company Of Colorado | PSCo |  | DISIS-2024-007 | NRIS | Generation | type1: Solar; type2: Battery; mw1: 110 | Solar+Battery | 2024 | 2028
GI-2024-16 | active | 2024-05-22 | 2027-12-31 | [5 empty] | Kiowa | CO | Kiowa County, CO | 8061 | Boone-Lamar 230 kV line | West |  | Public Service Company Of Colorado | PSCo |  | DISIS-2024-007 | NRIS | Generation | type1: Solar; type2: Battery; mw1: 250 | Solar+Battery | 2024 | 2027
GI-2024-19 | active | 2024-05-17 | 2028-05-05 | [5 empty] | Lincoln | CO | Lincoln County, CO | 8073 | Pronghorn-Missile Site 345 kV line | West |  | Public Service Company Of Colorado | PSCo |  | DISIS-2024-007 | NRIS | Generation | type1: Solar; type2: Battery; mw1: 199 | Solar+Battery | 2024 | 2028
GI-2024-20 | active | 2024-05-17 | 2028-05-05 | [5 empty] | Lincoln | CO | Lincoln County, CO | 8073 | Pronghorn-Missile Site 345 kV line | West |  | Public Service Company Of Colorado | PSCo |  | DISIS-2024-007 | ERIS | Generation | type1: Solar; type2: Battery; mw1: 199 | Solar+Battery | 2024 | 2028
110 | active | 2021-06-18 | 2024-12-31 |  |  |  | Draft LGIA | IA Executed | Garfield | WA | Garfield County, WA | 53023 | Phalen Gulch 230 kV Substation | West |  | Puget Sound Energy | PSE |  |  | NRIS | Generation | type1: Solar; type2: Battery; mw1: 150 | Solar+Battery | 2021 | 2024
123 | active | 2021-08-27 | 2024-12-31 |  |  |  |  | In Progress (unknown study) | Garfield | WA | Garfield County, WA | 53023 | Phalen Gulch 230 kV Substation | West |  | Puget Sound Energy | PSE |  |  | NRIS | Generation | type1: Solar; type2: Battery; mw1: 150 | Solar+Battery | 2021 | 2024
141 | active | 2024-02-16 | 2030-11-30 |  |  |  |  | Cluster Study | Thurston | WA | Thurston County, WA | 53067 | Tono 115kV Substation | West |  | Puget Sound Energy | PSE |  |  | NRIS/ERIS | Generation | Solar | Wind | Battery | 300 |  |  | Solar+Wind+Battery | 2024 | 2030
10 | active | 2021-03-16 | 2028-01-04 |  |  |  |  | Facility Study | Sacramento | CA | Sacramento County, CA | 6067 | Cordova 230kV Substation | West |  | Sacramento Municipal Utility District | SMUD |  |  |  | Generation | type1: Solar; type2: Battery; mw1: 170 | Solar+Battery | 2021 | 2028
12 | active | 2021-05-20 | 2027-12-31 |  |  |  |  | Facility Study | Sacramento | CA | Sacramento County, CA | 6067 | Q3 new switching station near Cordova 230kV Substation | West |  | Sacramento Municipal Utility District | SMUD |  |  |  | Generation | type1: Solar; type2: Battery; mw1: 250 | Solar+Battery | 2021 | 2027
20 | active | 2022-07-07 | 2028-12-29 |  |  |  |  | Facility Study | Sacramento | CA | Sacramento County, CA | 6067 | New switching station near Rancho Seco 230 kV Substation | West |  | Sacramento Municipal Utility District | SMUD |  |  |  | Generation | type1: Solar; type2: Battery; mw1: 550 | Solar+Battery | 2022 | 2028
26 | active | 2022-09-22 | 2030-08-31 |  |  |  |  | Facility Study | Sacramento | CA | Sacramento County, CA | 6067 | Rancho Seco 230 kV Substation | West |  | Sacramento Municipal Utility District | SMUD |  |  |  | Generation | type1: Solar; type2: Battery; mw1: 275 | Solar+Battery | 2022 | 2030
3 | active | 2020-02-13 | 2027-04-01 |  |  |  |  | Facility Study | Sacramento | CA | Sacramento County, CA | 6067 | New substation near Cordova 230kV Substation | West |  | Sacramento Municipal Utility District | SMUD |  |  |  | Generation | type1: Solar; type2: Battery; mw1: 250 | Solar+Battery | 2020 | 2027
30 | active | 2022-12-12 | 2029-09-15 |  |  |  |  | Facility Study | Sacramento | CA | Sacramento County, CA | 6067 | Proposed Country Acres 230 kV (Q8) | West |  | Sacramento Municipal Utility District | SMUD |  |  |  | Generation | type1: Solar; type2: Battery; mw1: 156 | Solar+Battery | 2022 | 2029
4 | active | 2020-06-30 | 2027-08-31 |  |  |  |  | Facility Study | Sacramento | CA | Sacramento County, CA | 6067 | New substation near Elverta 230kV Substation | West |  | Sacramento Municipal Utility District | SMUD |  |  |  | Generation | type1: Solar; type2: Battery; mw1: 250 | Solar+Battery | 2020 | 2027
5 | active | 2020-11-03 | 2029-01-04 |  |  |  |  | Facility Study | Sacramento | CA | Sacramento County, CA | 6067 | New substation near Elverta 230kV Substation | West |  | Sacramento Municipal Utility District | SMUD |  |  |  | Generation | type1: Solar; type2: Battery; mw1: 250 | Solar+Battery | 2020 | 2029
8 | active | 2021-01-25 | 2026-12-15 |  |  |  |  | Facility Study | Sacramento | CA | Sacramento County, CA | 6067 | New substation near Elverta 230kV Substation | West |  | Sacramento Municipal Utility District | SMUD |  |  |  | Generation | type1: Solar; type2: Battery; mw1: 344 | Solar+Battery | 2021 | 2026
ANPP HVS-Q28 | active | 2019-10-02 | 2027-12-31 | [5 empty] | Maricopa | AZ | Maricopa County, AZ | 4013 | Hassayampa 500 kV | West |  | Salt River Project | SRP_ANPP |  | ANPP HVS |  | Generation | type1: Solar; type2: Battery; mw1: 500 | Solar+Battery | 2019 | 2027
ANPP HVS-Q29 | active | 2021-06-24 | 2027-12-31 | [5 empty] | Maricopa | AZ | Maricopa County, AZ | 4013 | Hassayampa 500 kV | West |  | Salt River Project | SRP_ANPP |  | ANPP HVS |  | Generation | type1: Solar; type2: Battery; mw1: 500 | Solar+Battery | 2021 | 2027
ANPP HVS-Q38 | active | 2023-02-08 | 2027-06-01 | [5 empty] | Maricopa | AZ | Maricopa County, AZ | 4013 | Hassayampa 500 kV | West |  | Salt River Project | SRP_ANPP |  | ANPP HVS |  | Generation | type1: Solar; type2: Battery; mw1: 800 | Solar+Battery | 2023 | 2027
Cluster 24-Q2402 | active | 2024-02-05 | 2028-12-31 | [5 empty] | Maricopa | AZ | Maricopa County, AZ | 4013 | Hassayampa 500 kV | West |  | Salt River Project | SRP |  | Cluster 24 |  | Generation | type1: Solar; type2: Battery; mw1: 300 | Solar+Battery | 2024 | 2028
Cluster 24-Q2406 | active | 2024-02-05 | 2029-03-02 | [5 empty] | Maricopa | AZ | Maricopa County, AZ | 4013 | Gila River 500 kV | West |  | Salt River Project | SRP |  | Cluster 24 |  | Generation | type1: Solar; type2: Battery; mw1: 565 | Solar+Battery | 2024 | 2029
Cluster 24-Q2409 | active | 2024-02-05 | 2028-12-31 | [5 empty] | Navajo | AZ | Navajo County, AZ | 4017 | Sugarloaf 500 kV | West |  | Salt River Project | SRP |  | Cluster 24 |  | Generation | type1: Solar; type2: Battery; mw1: 2626.235 | Solar+Battery | 2024 | 2028
Cluster 24-Q2410 | active | 2024-02-05 | 2027-09-30 | [5 empty] | Pinal | AZ | Pinal County, AZ | 4021 | Pinal West 500 kV | West |  | Salt River Project | SRP |  | Cluster 24 |  | Generation | type1: Solar; type2: Battery; mw1: 301.325 | Solar+Battery | 2024 | 2027
Cluster 24-Q2412 | active | 2024-02-05 | 2028-12-30 | [5 empty] | Navajo | AZ | Navajo County, AZ | 4017 | Silver King-Coronado 500 kV Line | West |  | Salt River Project | SRP |  | Cluster 24 |  | Generation | type1: Solar; type2: Battery; mw1: 822.12 | Solar+Battery | 2024 | 2028
Cluster 24-Q2415 | active | 2024-02-05 | 2028-12-31 | [5 empty] | Maricopa | AZ | Maricopa County, AZ | 4013 | Hassayampa 500 kV | West |  | Salt River Project | SRP |  | Cluster 24 |  | Generation | type1: Solar; type2: Battery; mw1: 600 | Solar+Battery | 2024 | 2028
Cluster 24-Q2417 | active | 2024-02-05 | 2028-12-31 | [5 empty] | Maricopa | AZ | Maricopa County, AZ | 4013 | Pinal West-Jojoba 500 kV Line | West |  | Salt River Project | SRP |  | Cluster 24 |  | Generation | type1: Solar; type2: Battery; mw1: 843.2 | Solar+Battery | 2024 | 2028
PV-PC-Q09 | active | 2018-09-12 | 2023-12-31 | [5 empty] | Pinal | AZ | Pinal County, AZ | 4021 | Pinal Central 230 kV | West |  | Salt River Project | SRP_PV-PC |  | PV-PC |  | Generation | type1: Solar; type2: Battery; mw1: 400 | Solar+Battery | 2018 | 2023
PV-PC-Q32 | active | 2023-08-17 | 2026-11-05 | [5 empty] | Pinal | AZ | Pinal County, AZ | 4021 | Pinal Central-Duke 500 kV Line | West |  | Salt River Project | SRP_PV-PC |  | PV-PC |  | Generation | type1: Gas; type2: Battery; mw1: 928 | Gas+Battery | 2023 | 2026
SRP-Q60 | active | 2020-01-28 | 2025-05-01 | [5 empty] | Pinal | AZ | Pinal County, AZ | 4021 | Abel 230 kV | West |  | Salt River Project | SRP |  | SRP |  | Generation | type1: Solar; type2: Battery; mw1: 600 | Solar+Battery | 2020 | 2025
SRP-Q89 | active | 2022-01-13 | 2026-10-08 | [5 empty] | Pinal | AZ | Pinal County, AZ | 4021 | Vah-Ki 230 kV | West |  | Salt River Project | SRP |  | SRP |  | Generation | type1: Solar; type2: Battery; mw1: 313 | Solar+Battery | 2022 | 2026
124 | active | 2019-02-12 | 2025-06-01 |  |  |  | 2022 Trans Cluster | In Progress (unknown study) | Aiken | SC | Aiken County, SC | 45003 |  | Southeast |  | Santee Cooper | S-C |  | 2022 Trans Cluster | NRIS | Generation | type1: Solar; type2: Battery; mw1: 74 | Solar+Battery | 2019 | 2025
137 | active | 2020-05-08 | 2024-12-31 |  |  |  | 2022 Trans Cluster | In Progress (unknown study) | Orangeburg | SC | Orangeburg County, SC | 45075 |  | Southeast |  | Santee Cooper | S-C |  | 2022 Trans Cluster | NRIS | Generation | type1: Solar; type2: Battery; mw1: 100 | Solar+Battery | 2020 | 2024
206 | active | 2023-06-01 | 2027-01-30 |  |  |  | 2023 Cluster | In Progress (unknown study) | Berkeley | SC | Berkeley County, SC | 45015 |  | Southeast |  | Santee Cooper | S-C |  | 2023 Cluster | NRIS | Generation | type1: Solar; type2: Battery; mw1: 198 | Solar+Battery | 2023 | 2027
279 | active | 2024-06-05 | 2028-08-01 |  |  |  | 2024 Cluster | In Progress (unknown study) | Allendale | SC | Allendale County, SC | 45005 |  | Southeast |  | Santee Cooper | S-C |  | 2024 Cluster | ERIS | Generation | type1: Solar; type2: Battery; mw1: 65 | Solar+Battery | 2024 | 2028
IC-1040 | active | 2022-06-29 | 2027-02-01 |  |  |  |  | Suspended | Hale | AL | Hale County, AL | 1065 | Greene County - Moundville TS 230 kV Line | Southeast |  | Southern Company | SOCO |  |  | ERIS | Generation | type1: Solar; type2: Battery; mw1: 170 | Solar+Battery | 2022 | 2027
IC-1052 | active | 2022-08-26 | 2026-06-01 |  |  |  |  | Suspended | Lee | AL | Lee County, AL | 1081 | Martin Dam - Pear Tree SS 115 kV Line | Southeast |  | Southern Company | SOCO |  |  | ERIS | Generation | type1: Solar; type2: Battery; mw1: 80 | Solar+Battery | 2022 | 2026
IC-1053 | active | 2022-08-26 | 2027-03-30 |  |  |  |  | Suspended | Hale | AL | Hale County, AL | 1065 | Greene County - Moundville TS 230 kV Line | Southeast |  | Southern Company | SOCO |  |  | NRIS | Generation | type1: Solar; type2: Battery; mw1: 80 | Solar+Battery | 2022 | 2027
IC-1054 | active | 2022-08-26 | 2027-02-01 |  |  |  |  | Suspended | Pike | AL | Pike County, AL | 1109 | Pike County TS Substation 230 kV Bus | Southeast |  | Southern Company | SOCO |  |  | NRIS | Generation | type1: Solar; type2: Battery; mw1: 80 | Solar+Battery | 2022 | 2027
IC-1059 | active | 2022-09-02 | 2027-03-31 |  |  |  |  | Suspended | Pike | AL | Pike County, AL | 1109 | Pike County TS Substation 230 kV Bus | Southeast |  | Southern Company | SOCO |  |  | NRIS | Generation | type1: Solar; type2: Battery; mw1: 500 | Solar+Battery | 2022 | 2027
IC-839 | active | 2019-11-15 | 2027-07-31 |  |  |  |  | IA Executed | Sumter | GA | Sumter County, GA | 13261 | North Americus - Palmyra 230 kV Line | Southeast |  | Southern Company | SOCO |  |  | ERIS | Generation | type1: Solar; type2: Battery; mw1: 200 | Solar+Battery | 2019 | 2027
IC-885 | active | 2020-07-15 | 2024-06-01 |  |  |  |  | Suspended | Dallas | AL | Dallas County, AL | 1047 | North Selma - Selma #1 115 kV Line | Southeast |  | Southern Company | SOCO |  |  | NRIS | Generation | type1: Solar; type2: Battery; mw1: 80 | Solar+Battery | 2020 | 2024
IC-886 | active | 2020-07-15 | 2024-06-01 |  |  |  |  | Suspended | Houston | AL | Houston County, AL | 1069 | Holmes Creek - Pinckard 230 kV Line | Southeast |  | Southern Company | SOCO |  |  | NRIS | Generation | type1: Solar; type2: Battery; mw1: 80 | Solar+Battery | 2020 | 2024
IC-902 | active | 2020-08-26 | 2023-09-30 |  |  |  |  | Suspended | Emanuel | GA | Emanuel County, GA | 13107 | Vidalia - Wadley Primary (Black) 230 kV Line | Southeast |  | Southern Company | SOCO |  |  | NRIS | Generation | type1: Solar; type2: Battery; mw1: 76 | Solar+Battery | 2020 | 2023
IC-924 | active | 2020-12-16 | 2025-06-15 |  |  |  |  | Suspended | Baldwin | AL | Baldwin County, AL | 1003 | Beulah (Gulf) - Silverhill 230 kV Line | Southeast |  | Southern Company | SOCO |  |  | ERIS | Generation | type1: Solar; type2: Battery; mw1: 80 | Solar+Battery | 2020 | 2025
IC-925 | active | 2020-12-16 | 2025-06-15 |  |  |  |  | IA Executed | Houston | AL | Houston County, AL | 1069 | Farley - Pinckard 230 kV Line | Southeast |  | Southern Company | SOCO |  |  | ERIS | Generation | type1: Solar; type2: Battery; mw1: 80 | Solar+Battery | 2020 | 2025
IC-926 | active | 2020-12-16 | 2025-06-15 |  |  |  |  | IA Executed | Montgomery | AL | Montgomery County, AL | 1101 | Montgomery SS - Snowdoun 230 kV Line | Southeast |  | Southern Company | SOCO |  |  | ERIS | Generation | type1: Solar; type2: Battery; mw1: 80 | Solar+Battery | 2020 | 2025
IC-964 | active | 2021-06-09 | 2025-07-15 |  |  |  |  | Suspended | Emanuel | GA | Emanuel County, GA | 13107 | Vidalia - Wadley Primary (Black) 230 kV Line | Southeast |  | Southern Company | SOCO |  |  | ERIS | Generation | type1: Solar; type2: Battery; mw1: 150 | Solar+Battery | 2021 | 2025
IC-966 | active | 2021-06-09 | 2024-07-15 |  |  |  |  | Suspended | Decatur | GA | Decatur County, GA | 13087 | South Bainbridge - Sub 20 (TAL) 230 kV Line | Southeast |  | Southern Company | SOCO |  |  | ERIS | Generation | type1: Solar; type2: Battery; mw1: 130 | Solar+Battery | 2021 | 2024
IC-973 | active | 2021-07-14 | 2024-09-01 |  |  |  |  | Suspended | Jasper | GA | Jasper County, GA | 13159 | Eatonton Primary - Porterdale Primary 230 kV Line | Southeast |  | Southern Company | SOCO |  |  | ERIS | Generation | type1: Solar; type2: Battery; mw1: 250 | Solar+Battery | 2021 | 2024
GEN-2013-002 | active | 2013-03-01 | 2026-12-01 |  |  | 2015-04-20 | IA FULLY EXECUTED/ON SCHEDULE | IA Executed | Lancaster | NE | Lancaster County, NE | 31109 | Monolith 115kV | SPP |  | NPPD | SPP |  | DISIS-2013-001-4; 02 NEBRASKA | NRIS/ERIS | Generation | type1: Solar; type2: Wind; mw1: 50.6 | Solar+Wind | 2013 | 2026
GEN-2013-019 | active | 2013-04-17 | 2026-12-01 |  |  | 2015-04-20 | IA FULLY EXECUTED/ON SCHEDULE | IA Executed | Lancaster | NE | Lancaster County, NE | 31109 | Monolith 115kV | SPP |  | NPPD | SPP |  | DISIS-2013-002-2; 02 NEBRASKA | NRIS/ERIS | Generation | type1: Solar; type2: Wind; mw1: 73.6 | Solar+Wind | 2013 | 2026
GEN-2018-115 | active | 2018-11-21 | 2027-12-01 |  |  |  | IA PENDING | IA Pending | Comanche | OK | Comanche County, OK | 40031 | Lawton East Side 345kV/138kv Substation | SPP |  | AEP | SPP |  | DISIS-2018-002; 04 SOUTHEAST | NRIS/ERIS | Generation | type1: Solar; type2: Battery; mw1: 250 | Solar+Battery | 2018 | 2027
GEN-2019-023 | active | 2019-05-08 | 2025-06-01 |  |  |  | FACILITY STUDY STAGE | Facility Study | Wibaux | MT | Wibaux County, MT | 30109 | WAPA-UGP Mingusville 230kV | SPP |  | WAPA | SPP |  | DISIS-2019-001; 01 NORTH | NRIS/ERIS | Generation | type1: Wind; type2: Battery; mw1: 110 | Wind+Battery | 2019 | 2025
GEN-2020-007 | active | 2020-04-22 | 2025-12-31 |  |  |  | DISIS STAGE | System Impact Study | Linn | KS | Linn County, KS | 20107 | Evergy La Cygne to Wolf Creek 345kV Substation | SPP |  | KCPL | SPP |  | DISIS-2020-001; 03 CENTRAL | NRIS/ERIS | Generation | type1: Solar; type2: Battery; mw1: 650 | Solar+Battery | 2020 | 2025
GEN-2020-008 | active | 2020-04-22 | 2026-12-31 |  |  |  | DISIS STAGE | System Impact Study | Stevens | KS | Stevens County, KS | 20189 | Corporation Carpenter 345kV Substation | SPP |  | SPS | SPP |  | DISIS-2020-001; 03 CENTRAL | ERIS | Generation | type1: Solar; type2: Battery; mw1: 250 | Solar+Battery | 2020 | 2026
GEN-2020-009 | active | 2020-04-08 | 2025-12-31 |  |  |  | DISIS STAGE | System Impact Study | Cotton | OK | Cotton County, OK | 40033 | Lawton East Side to Oklaunion 345kV | SPP |  | AEP | SPP |  | DISIS-2020-001; 05 SOUTHWEST | NRIS/ERIS | Generation | type1: Solar; type2: Battery; mw1: 300 | Solar+Battery | 2020 | 2025
GEN-2020-010 | active | 2020-04-08 | 2027-06-01 |  |  |  | DISIS STAGE | System Impact Study | Woodward | OK | Woodward County, OK | 40153 | Seiling-Taloga Substations 138kV | SPP |  | WFEC | SPP |  | DISIS-2020-001; 04 SOUTHEAST | NRIS/ERIS | Generation | type1: Solar; type2: Battery; mw1: 140 | Solar+Battery | 2020 | 2027
GEN-2020-011 | active | 2020-04-08 | 2027-06-01 |  |  |  | DISIS STAGE | System Impact Study | Phelps | NE | Phelps County, NE | 31137 | Axtell-Sweetwater Substation 345kV | SPP |  | NPPD | SPP |  | DISIS-2020-001; 02 NEBRASKA | NRIS/ERIS | Generation | type1: Solar; type2: Battery; mw1: 320 | Solar+Battery | 2020 | 2027
GEN-2020-012 | active | 2020-04-10 | 2027-06-01 |  |  |  | DISIS STAGE | System Impact Study | Jackson | OK | Jackson County, OK | 40065 | Snyder  Altus Jct. 138kV | SPP |  | AEP | SPP |  | DISIS-2020-001; 04 SOUTHEAST | NRIS/ERIS | Generation | type1: Solar; type2: Battery; mw1: 113 | Solar+Battery | 2020 | 2027
GEN-2020-013 | active | 2020-04-10 | 2027-06-01 |  |  |  | DISIS STAGE | System Impact Study | Harlan | NE | Harlan County, NE | 31083 | Orleans-Holdrege Substation 115kV | SPP |  | NPPD | SPP |  | DISIS-2020-001; 02 NEBRASKA | NRIS/ERIS | Generation | type1: Solar; type2: Battery; mw1: 215 | Solar+Battery | 2020 | 2027
GEN-2020-020 | active | 2020-04-28 | 2025-12-15 |  |  |  | DISIS STAGE | System Impact Study | Mccurtain | OK | McCurtain County, OK | 40089 | Tap the 345 kV Northwest Texarkana - Valliant line | SPP |  | AEP | SPP |  | DISIS-2020-001; 04 SOUTHEAST | NRIS/ERIS | Generation | type1: Solar; type2: Battery; mw1: 201.6 | Solar+Battery | 2020 | 2025
GEN-2020-059 | active | 2020-04-29 | 2027-06-01 |  |  |  | DISIS STAGE | System Impact Study | Lea | NM | Lea County, NM | 35025 | Tuco-Yoakum-Hobbs 345 kV | SPP |  | SPS | SPP |  | DISIS-2020-001; 05 SOUTHWEST | ERIS | Generation | type1: Solar; type2: Battery; mw1: 250 | Solar+Battery | 2020 | 2027
GEN-2020-072 | active | 2020-04-30 | 2027-12-01 |  |  |  | DISIS STAGE | System Impact Study | Henry | MO | Henry County, MO | 29083 | Windsor to AEC Sedalia 161 kV line | SPP |  | GMO | SPP |  | DISIS-2020-001; 03 CENTRAL | NRIS/ERIS | Generation | type1: Solar; type2: Battery; mw1: 150 | Solar+Battery | 2020 | 2027
GEN-2020-073 | active | 2020-04-30 | 2027-12-01 |  |  |  | DISIS STAGE | System Impact Study | Franklin | KS | Franklin County, KS | 20059 | SE Ottawa to Pleasant Valley 161kV | SPP |  | KCPL | SPP |  | DISIS-2020-001; 03 CENTRAL | NRIS/ERIS | Generation | type1: Solar; type2: Battery; mw1: 150 | Solar+Battery | 2020 | 2027
GEN-2020-079 | active | 2020-04-30 | 2025-12-31 |  |  |  | DISIS STAGE | System Impact Study | Cherokee | KS | Cherokee County, KS | 20021 | Riverton-Neosho 161kV line | SPP |  | EDE | SPP |  | DISIS-2020-001; 03 CENTRAL | NRIS/ERIS | Generation | type1: Solar; type2: Battery; mw1: 225 | Solar+Battery | 2020 | 2025
GEN-2020-083 | active | 2020-04-30 | 2026-12-01 |  |  |  | DISIS STAGE | System Impact Study | Richland | MT | Richland County, MT | 30083 | Fairview 115kV Substation | SPP |  | WAPA | SPP |  | DISIS-2020-001; 01 NORTH | NRIS/ERIS | Generation | type1: Solar; type2: Battery; mw1: 74.5 | Solar+Battery | 2020 | 2026
GEN-2021-063 | active | 2021-04-28 | 2027-12-31 |  |  |  | DISIS STAGE | System Impact Study | Mccurtain | OK | McCurtain County, OK | 40089 | Craig JCT 138kV | SPP |  | AEP | SPP |  | DISIS-2021-001; 04 SOUTHEAST | NRIS/ERIS | Generation | type1: Solar; type2: Battery; mw1: 155 | Solar+Battery | 2021 | 2027
GEN-2021-064 | active | 2021-04-28 | 2027-12-31 |  |  |  | DISIS STAGE | System Impact Study | Caddo | OK | Caddo County, OK | 40015 | Carnegie South 138kV | SPP |  | AEP | SPP |  | DISIS-2021-001; 04 SOUTHEAST | NRIS/ERIS | Generation | type1: Solar; type2: Battery; mw1: 100 | Solar+Battery | 2021 | 2027
GEN-2021-075 | active | 2021-05-19 | 2027-12-31 |  |  |  | DISIS STAGE | System Impact Study | Camp | TX | Camp County, TX | 48063 | CAMPCOR4 138kV Substation | SPP |  | AEP | SPP |  | DISIS-2021-001; 04 SOUTHEAST | NRIS/ERIS | Generation | type1: Solar; type2: Battery; mw1: 300 | Solar+Battery | 2021 | 2027
GEN-2021-077 | active | 2021-04-30 | 2027-12-31 |  |  |  | DISIS STAGE | System Impact Study | Pettis | MO | Pettis County, MO | 29159 | Windsor to AEC Sedalia 161 kV | SPP |  | GMO | SPP |  | DISIS-2021-001; 03 CENTRAL | NRIS/ERIS | Generation | type1: Solar; type2: Battery; mw1: 95 | Solar+Battery | 2021 | 2027
GEN-2021-090 | active | 2021-04-30 | 2028-06-30 |  |  |  | DISIS STAGE | System Impact Study | Yoakum | TX | Yoakum County, TX | 48501 | Yoakum 345kV Substation | SPP |  | SPS | SPP |  | DISIS-2021-001; 05 SOUTHWEST | NRIS/ERIS | Generation | type1: Solar; type2: Battery; mw1: 400 | Solar+Battery | 2021 | 2028
GEN-2021-098 | active | 2021-05-24 | 2026-12-31 |  |  |  | DISIS STAGE | System Impact Study | Dewey | OK | Dewey County, OK | 40043 | Dewey District 138 kV Substation | SPP |  | OGE | SPP |  | DISIS-2021-001; 04 SOUTHEAST | NRIS/ERIS | Generation | type1: Wind; type2: Battery; mw1: 160 | Wind+Battery | 2021 | 2026
GEN-2022-100 | active | 2023-03-24 | 2026-10-01 |  |  |  | DISIS STAGE | System Impact Study | Cooper | MO | Cooper County, MO | 29053 | Overton - Sedalia East 161 kV Substation | SPP |  | KCPL | SPP |  | DISIS-2022-001; 03 CENTRAL | NRIS/ERIS | Generation | type1: Solar; type2: Battery; mw1: 80 | Solar+Battery | 2023 | 2026
GEN-2022-111 | active | 2023-02-10 | 2026-09-30 |  |  |  | DISIS STAGE | System Impact Study | Marion | TX | Marion County, TX | 48315 | Wilkes 345 kV Substation | SPP |  | AEP | SPP |  | DISIS-2022-001; 04 SOUTHEAST | NRIS/ERIS | Generation | type1: Solar; type2: Battery; mw1: 150 | Solar+Battery | 2023 | 2026
GEN-2022-209 | active | 2023-03-01 | 2027-12-01 |  |  |  | DISIS STAGE | System Impact Study | Andrew | MO | Andrew County, MO; Gentry County, MO; DeKalb County, MO | 290032907529063 | Tap on the Mullen Creek to Ketchum 345 kV Line | SPP |  | KCPL | SPP |  | DISIS-2022-001; 03 CENTRAL | NRIS/ERIS | Generation | type1: Solar; type2: Battery; mw1: 600 | Solar+Battery | 2023 | 2027
GEN-2023-027 | active | 2023-10-02 | 2027-11-30 |  |  |  | DISIS STAGE | System Impact Study | Mayes | OK | Mayes County, OK | 40097 | Bird Hollow (Langley) - Pryor Junction 138 kV Line | SPP |  | AEP | SPP |  | DISIS-2023-001; 04 SOUTHEAST | NRIS/ERIS | Generation | type1: Solar; type2: Battery; mw1: 150 | Solar+Battery | 2023 | 2027
GEN-2023-028 | active | 2023-10-02 | 2028-10-31 |  |  |  | DISIS STAGE | System Impact Study | Mayes | OK | Mayes County, OK | 40097 | Dry Gulch - Pensacola 161 kV Line | SPP |  | GRDA | SPP |  | DISIS-2023-001; 04 SOUTHEAST | NRIS/ERIS | Generation | type1: Solar; type2: Battery; mw1: 230 | Solar+Battery | 2023 | 2028
GEN-2023-049 | active | 2023-10-02 | 2028-12-31 |  |  |  | DISIS STAGE | System Impact Study | Mayes | OK | Mayes County, OK | 40097 | Dry Gulch - Pensacola 161 kV Line | SPP |  | GRDA | SPP |  | DISIS-2023-001; 04 SOUTHEAST | NRIS/ERIS | Generation | type1: Solar; type2: Battery; mw1: 150 | Solar+Battery | 2023 | 2028
GEN-2023-050 | active | 2023-10-02 | 2028-12-31 |  |  |  | DISIS STAGE | System Impact Study | Labette | KS | Labette County, KS | 20099 | Neosho 345 kV Substation | SPP |  | Evergy | SPP |  | DISIS-2023-001; 03 CENTRAL | NRIS/ERIS | Generation | type1: Solar; type2: Battery; mw1: 400 | Solar+Battery | 2023 | 2028
GEN-2023-059 | active | 2023-09-11 | 2026-12-31 |  |  |  | DISIS STAGE | System Impact Study | Harrison | TX | Harrison County, TX | 48203 | Tap Rockhill to South Shreveport 138 kV line | SPP |  | AEP | SPP |  | DISIS-2023-001; 04 SOUTHEAST | NRIS/ERIS | Generation | type1: Solar; type2: Gas; mw1: 200 | Solar+Gas | 2023 | 2026
GEN-2023-063 | active | 2023-10-02 | 2028-12-01 |  |  |  | DISIS STAGE | System Impact Study | Rogers | OK | Rogers County, OK | 40131 | Catoosa - Owasso 88th 138 kV line | SPP |  | AEP | SPP |  | DISIS-2023-001; 04 SOUTHEAST | NRIS/ERIS | Generation | type1: Solar; type2: Battery; mw1: 135 | Solar+Battery | 2023 | 2028
GEN-2023-064 | active | 2023-10-02 | 2028-12-01 |  |  |  | DISIS STAGE | System Impact Study | Le Flore | OK | Le Flore County, OK | 40079 | RS Kerr-Stigler 161 kV line | SPP |  | SWPA | SPP |  | DISIS-2023-001; 04 SOUTHEAST | NRIS/ERIS | Generation | type1: Solar; type2: Battery; mw1: 200 | Solar+Battery | 2023 | 2028
GEN-2023-069 | active | 2023-10-02 | 2027-12-17 |  |  |  | DISIS STAGE | System Impact Study | Atoka | OK | Atoka County, OK | 40005 | Tupelo - Atoka 138 kV Line | SPP |  | WFEC | SPP |  | DISIS-2023-001; 04 SOUTHEAST | NRIS/ERIS | Generation | type1: Solar; type2: Battery; mw1: 100 | Solar+Battery | 2023 | 2027
GEN-2023-081 | active | 2023-10-02 | 2028-10-01 |  |  |  | DISIS STAGE | System Impact Study | Lea | NM | Lea County, NM | 35025 | Crossroads - Hobbs 345 kV Line | SPP |  | NEET | SPP |  | DISIS-2023-001; 05 SOUTHWEST | NRIS/ERIS | Generation | type1: Solar; type2: Battery; mw1: 625 | Solar+Battery | 2023 | 2028
GEN-2023-086 | active | 2023-10-02 | 2029-05-01 |  |  |  | DISIS STAGE | System Impact Study | Randall | TX | Randall County, TX | 48381 | Potter - Newhart 230 kV line | SPP |  | SPS | SPP |  | DISIS-2023-001; 05 SOUTHWEST | NRIS/ERIS | Generation | type1: Solar; type2: Battery; mw1: 300 | Solar+Battery | 2023 | 2029
GEN-2023-092 | active | 2023-10-02 | 2027-12-17 |  |  |  | DISIS STAGE | System Impact Study | Choctaw | OK | Choctaw County, OK | 40023 | Unger - Frogville 138 kV line | SPP |  | WFEC | SPP |  | DISIS-2023-001; 04 SOUTHEAST | NRIS/ERIS | Generation | type1: Solar; type2: Battery; mw1: 125 | Solar+Battery | 2023 | 2027
GEN-2023-100 | active | 2023-10-02 | 2027-12-17 |  |  |  | DISIS STAGE | System Impact Study | Woods | OK | Woods County, OK | 40151 | Degrasse 345 kV Substation | SPP |  | OGE | SPP |  | DISIS-2023-001; 04 SOUTHEAST | NRIS/ERIS | Generation | type1: Solar; type2: Battery; mw1: 300 | Solar+Battery | 2023 | 2027
GEN-2023-101 | active | 2023-10-02 | 2027-12-31 |  |  |  | DISIS STAGE | System Impact Study | Wheeler | TX | Wheeler County, TX | 48483 | Tap Stateline Demarc - Wheeler 230 kV Line | SPP |  | SPS | SPP |  | DISIS-2023-001; 04 SOUTHEAST | NRIS/ERIS | Generation | type1: Solar; type2: Battery; mw1: 150 | Solar+Battery | 2023 | 2027
GEN-2023-102 | active | 2023-10-02 | 2027-12-17 |  |  |  | DISIS STAGE | System Impact Study | Woods | OK | Woods County, OK | 40151 | Degrasse 345 kV Substation | SPP |  | OGE | SPP |  | DISIS-2023-001; 04 SOUTHEAST | NRIS/ERIS | Generation | type1: Solar; type2: Battery; mw1: 475 | Solar+Battery | 2023 | 2027
GEN-2023-104 | active | 2023-10-02 | 2027-12-17 |  |  |  | DISIS STAGE | System Impact Study | Woods | OK | Woods County, OK | 40151 | Mooreland - Noel 138 kV Line | SPP |  | WFEC | SPP |  | DISIS-2023-001; 04 SOUTHEAST | NRIS/ERIS | Generation | type1: Solar; type2: Battery; mw1: 100 | Solar+Battery | 2023 | 2027
GEN-2023-151 | active | 2023-10-02 | 2028-08-01 |  |  |  | DISIS STAGE | System Impact Study | Hempstead | AR | Hempstead County, AR | 5057 | South Nashville - South Murfreesboro 138kV | SPP |  | AEP | SPP |  | DISIS-2023-001; 04 SOUTHEAST | NRIS/ERIS | Generation | type1: Solar; type2: Battery; mw1: 100 | Solar+Battery | 2023 | 2028
GEN-2023-153 | active | 2023-10-02 | 2028-08-31 |  |  |  | DISIS STAGE | System Impact Study | Perkins | NE | Perkins County, NE | 31135 | Grant 115 kV Substation | SPP |  | Tri-State | SPP |  | DISIS-2023-001; 02 NEBRASKA | NRIS/ERIS | Generation | type1: Solar; type2: Battery; mw1: 120 | Solar+Battery | 2023 | 2028
GEN-2023-188 | active | 2023-10-02 | 2027-09-01 |  |  |  | DISIS STAGE | System Impact Study | Cotton | OK | Cotton County, OK | 40033 | Oklaunion - Lawton 345 kV Line | SPP |  | AEP | SPP |  | DISIS-2023-001; 05 SOUTHWEST | NRIS/ERIS | Generation | type1: Solar; type2: Battery; mw1: 160 | Solar+Battery | 2023 | 2027
GEN-2023-193 | active | 2023-10-02 | 2028-03-31 |  |  |  | DISIS STAGE | System Impact Study | Harrison | TX | Harrison County, TX | 48203 | Pirkey - Whitney 138 kV Line | SPP |  | AEP | SPP |  | DISIS-2023-001; 04 SOUTHEAST | NRIS/ERIS | Generation | type1: Solar; type2: Battery; mw1: 175 | Solar+Battery | 2023 | 2028
GEN-2023-199 | active | 2023-10-02 | 2027-03-28 |  |  |  | DISIS STAGE | System Impact Study | Dakota | NE | Dakota County, NE | 31043 | Twin Church 230 kV Substation | SPP |  | NPPD | SPP |  | DISIS-2023-001; 02 NEBRASKA | NRIS/ERIS | Generation | type1: Solar; type2: Battery; mw1: 250 | Solar+Battery | 2023 | 2027
GEN-2023-201 | active | 2023-10-02 | 2028-12-31 |  |  |  | DISIS STAGE | System Impact Study | Lea | NM | Lea County, NM | 35025 | Crossroads - Hobbs 345 kV Line | SPP |  | NEET | SPP |  | DISIS-2023-001; 05 SOUTHWEST | NRIS/ERIS | Generation | type1: Solar; type2: Battery; mw1: 300 | Solar+Battery | 2023 | 2028
GEN-2023-203 | active | 2023-10-02 | 2028-12-31 |  |  |  | DISIS STAGE | System Impact Study | Lea | NM | Lea County, NM | 35025 | Hobbs - Ink Basin 230 kV Transmission Line | SPP |  | SPS | SPP |  | DISIS-2023-001; 05 SOUTHWEST | NRIS/ERIS | Generation | type1: Solar; type2: Battery; mw1: 300 | Solar+Battery | 2023 | 2028
GEN-2023-211 | active | 2023-10-02 | 2028-11-01 |  |  |  | DISIS STAGE | System Impact Study | Kay | OK | Kay County, OK | 40071 | Ranch Road 345 kV Substation | SPP |  | OGE | SPP |  | DISIS-2023-001; 04 SOUTHEAST | NRIS/ERIS | Generation | Solar | Wind | Battery | 250 |  |  | Solar+Wind+Battery | 2023 | 2028
GEN-2023-212 | active | 2023-10-02 | 2027-12-01 |  |  |  | DISIS STAGE | System Impact Study | Bowie | TX | Bowie County, TX | 48037 | Northwest Texarkana - Valliant 345 kV Line | SPP |  | AEP | SPP |  | DISIS-2023-001; 04 SOUTHEAST | NRIS/ERIS | Generation | type1: Solar; type2: Battery; mw1: 400 | Solar+Battery | 2023 | 2027
GEN-2023-230 | active | 2023-10-02 | 2028-11-19 |  |  |  | DISIS STAGE | System Impact Study | Bossier Parish | LA | Bossier Parish, LA | 22015 | Red Pointe 138 kV Substation | SPP |  | AEP | SPP |  | DISIS-2023-001; 04 SOUTHEAST | NRIS/ERIS | Generation | type1: Solar; type2: Battery; mw1: 150 | Solar+Battery | 2023 | 2028
GEN-2023-231 | active | 2023-10-02 | 2028-12-01 |  |  |  | DISIS STAGE | System Impact Study | Crawford | KS | Crawford County, KS | 20037 | Neosho - LaCynge 345 kV Line | SPP |  | Evergy | SPP |  | DISIS-2023-001; 03 CENTRAL | ERIS | Generation | type1: Wind; type2: Battery; mw1: 310 | Wind+Battery | 2023 | 2028
GEN-2024-007 | active | 2024-04-30 | 2028-12-31 |  |  |  | DISIS STAGE | System Impact Study | Stafford | KS | Stafford County, KS | 20185 | Seward 115 kV Substation | SPP |  | MIDW | SPP |  | DISIS-2024-001; 03 CENTRAL | NRIS/ERIS | Generation | type1: Solar; type2: Battery; mw1: 80 | Solar+Battery | 2024 | 2028
GEN-2024-015 | active | 2024-10-04 | 2028-12-01 |  |  |  | DISIS STAGE | System Impact Study | Yoakum | TX | Yoakum County, TX | 48501 | Sundown-Amaco-Yoakum 230 kV Substation | SPP |  | SPS | SPP |  | DISIS-2024-001; 05 SOUTHWEST | NRIS/ERIS | Generation | type1: Solar; type2: Battery; mw1: 280 | Solar+Battery | 2024 | 2028
GEN-2024-035 | active | 2024-10-30 | 2027-12-30 |  |  |  | DISIS STAGE | System Impact Study | Brown | SD | Brown County, SD | 46013 | Groton 345 kV Substation | SPP |  | BEPC | SPP |  | DISIS-2024-001; 01 NORTH | NRIS/ERIS | Generation | type1: Solar; type2: Battery; mw1: 270 | Solar+Battery | 2024 | 2027
GEN-2024-050 | active | 2024-10-30 | 2028-12-31 |  |  |  | DISIS STAGE | System Impact Study | Castro | TX | Castro County, TX | 48069 | Deaf Smith - Plant X 230 kV line | SPP |  | SPS | SPP |  | DISIS-2024-001; 05 SOUTHWEST | NRIS/ERIS | Generation | type1: Solar; type2: Battery; mw1: 300 | Solar+Battery | 2024 | 2028
GEN-2024-064 | active | 2024-10-30 | 2029-12-31 |  |  |  | DISIS STAGE | System Impact Study | Dade | MO | Dade County, MO | 29057 | CPK446 5 161 kV Substation | SPP |  | EDE | SPP |  | DISIS-2024-001; 03 CENTRAL | NRIS/ERIS | Generation | type1: Solar; type2: Battery; mw1: 185 | Solar+Battery | 2024 | 2029
GEN-2024-069 | active | 2024-10-30 | 2028-12-31 |  |  |  | DISIS STAGE | System Impact Study | Crawford | KS | Crawford County, KS | 20037 | Franklin 69 kV Substation | SPP |  | Evergy | SPP |  | DISIS-2024-001; 03 CENTRAL | NRIS/ERIS | Generation | type1: Solar; type2: Battery; mw1: 228 | Solar+Battery | 2024 | 2028
GEN-2024-073 | active | 2024-10-30 | 2028-12-01 |  |  |  | DISIS STAGE | System Impact Study | Lea | NM | Lea County, NM | 35025 | Crossroads - Hobbs 345 kV Substation | SPP |  | SPS | SPP |  | DISIS-2024-001; 05 SOUTHWEST | NRIS/ERIS | Generation | type1: Solar; type2: Battery; mw1: 500 | Solar+Battery | 2024 | 2028
GEN-2024-GR5 | active | 2024-08-02 | 2026-10-01 |  |  |  | None | In Progress (unknown study) | Chouteau | OK | Chouteau County, OK | 40097 | GREC #2 Interconnect Substation  345kV | SPP |  | GRDA | SPP |  | Replacement; 04 SOUTHEAST | ERIS | Replacement | type1: Gas; type2: Battery; mw1: 582 | Gas+Battery | 2024 | 2026
333 | active | 2017-10-18 | 2024-05-31 |  |  |  |  | IA Executed | Shelby | TN | Shelby, TN | 47157 | Shelby-SR Millington 161-kV TL | Southeast |  | Tennessee Valley Authority | TVA |  |  |  | Generation | type1: Solar; type2: Battery; mw1: 74 | Solar+Battery | 2017 | 2024
469 | active | 2021-03-23 | 2028-11-27 |  |  |  |  | IA Executed | Henderson | TN | Henderson, TN | 47077 | Johnsonville FP - S Jackson 161-kV TL | Southeast |  | Tennessee Valley Authority | TVA |  |  |  | Generation | type1: Solar; type2: Battery; mw1: 125 | Solar+Battery | 2021 | 2028
477 | active | 2021-06-08 | 2029-08-07 |  |  |  |  | IA Executed | Hardeman | TN | Hardeman, TN | 47069 | Selmer - Bolivar 161-kV TL Cordova - Hickory Valley No 2 161-kV TL | Southeast |  | Tennessee Valley Authority | TVA |  |  |  | Generation | type1: Solar; type2: Battery; mw1: 200 | Solar+Battery | 2021 | 2029
485 | active | 2021-10-25 | 2028-10-20 |  |  |  |  | Facility Study | Bedford | TN | Bedford, TN | 47003 | Kedron Rd SW STA - Unionville SW STA 161- kV TL | Southeast |  | Tennessee Valley Authority | TVA |  |  |  | Generation | type1: Solar; type2: Battery; mw1: 130 | Solar+Battery | 2021 | 2028
498 | active | 2022-04-02 | 2027-01-01 |  |  |  |  | Facility Study | Colbert | AL | Colbert, AL | 1033 | Colbert FP - Wheeler HP 161-kV TL | Southeast |  | Tennessee Valley Authority | TVA |  |  |  | Generation | type1: Solar; type2: Battery; mw1: 170 | Solar+Battery | 2022 | 2027
516 | active | 2022-08-26 | 2029-01-24 |  |  |  |  | Facility Study | Lauderdale | AL | Lauderdale, AL | 1077 | Wheeler HP-Elgin-Mt Pleasant No 1 161-kV TL | Southeast |  | Tennessee Valley Authority | TVA |  |  |  | Generation | type1: Solar; type2: Battery; mw1: 150 | Solar+Battery | 2022 | 2029
517 | active | 2022-08-31 | 2029-03-16 |  |  |  |  | IA Executed | Graves | KY | Graves, KY | 21083 | Paris - Mayfield No1 & No2 161kV TL | Southeast |  | Tennessee Valley Authority | TVA |  |  |  | Generation | type1: Solar; type2: Battery; mw1: 120 | Solar+Battery | 2022 | 2029
530 | active | 2023-03-07 | 2028-06-29 |  |  |  |  | Facility Study | Pinola | MS | Pinola, MS | 28127 | Batesville - Blue Goose 161 kV TL | Southeast |  | Tennessee Valley Authority | TVA |  |  |  | Generation | type1: Solar; type2: Battery; mw1: 90 | Solar+Battery | 2023 | 2028
532 | active | 2023-03-15 | 2024-08-01 |  |  |  |  | Facility Study | Chickasaw | MS | Chickasaw, MS | 28017 | Clay - Okolona 161-kV TL | Southeast |  | Tennessee Valley Authority | TVA |  |  |  | Upgrade | type1: Solar; type2: Battery; mw1: 50 | Solar+Battery | 2023 | 2024
535 | active | 2023-03-22 | 2028-05-30 |  |  |  |  | Facility Study | Marshall | TN | Marshall, TN | 47117 | TVAs Franklin-Belfast 161-kV Transmission Line | Southeast |  | Tennessee Valley Authority | TVA |  |  |  | Generation | type1: Solar; type2: Battery; mw1: 135 | Solar+Battery | 2023 | 2028
538 | active | 2023-03-28 | 2029-04-24 |  |  |  |  | Facility Study | Henderson | TN | Henderson, TN | 47077 | Johnsonville Steam - Chesterfield 161-kV TL | Southeast |  | Tennessee Valley Authority | TVA |  |  |  | Generation | type1: Solar; type2: Battery; mw1: 150 | Solar+Battery | 2023 | 2029
592 | active | 2023-12-01 | 2027-03-15 |  |  |  |  | Facility Study | Mississippi | AR | Mississippi, AR | 5093 | Shelby 500kV SS | Southeast |  | Tennessee Valley Authority | TVA |  |  |  | Generation | type1: Solar; type2: Battery; mw1: 500 | Solar+Battery | 2023 | 2027
593 | active | 2023-12-01 | 2027-03-15 |  |  |  |  | Facility Study | Mississippi | AR | Mississippi, AR | 5093 | Shelby, TN 500 KV SS | Southeast |  | Tennessee Valley Authority | TVA |  |  |  | Generation | type1: Solar; type2: Battery; mw1: 500 | Solar+Battery | 2023 | 2027
GI-DISIS-2022-02 | active | 2022-05-05 | 2026-06-01 |  |  |  |  | System Impact Study | Weld | CO | Weld County, CO | 8123 | Keota 345kV Substation | West |  | Tri-State Generation and Transmission Association | TSGT |  | DISIS-2022 | ERIS | Generation | type1: Solar; type2: Battery; mw1: 199 | Solar+Battery | 2022 | 2026
GI-DISIS-2022-45 | active | 2022-05-31 | 2026-12-01 |  |  |  |  | System Impact Study | Pueblo | CO | Pueblo County, CO | 8101 | Huckleberry 230kV Substation | West |  | Tri-State Generation and Transmission Association | TSGT |  | DISIS-2022 | ERIS | Generation | type1: Solar; type2: Battery; mw1: 199 | Solar+Battery | 2022 | 2026
GI-TC-2024-01 | active | 2024-04-25 | 2027-06-30 |  |  |  |  | In Progress (unknown study) | Lincoln | CO | Lincoln County, CO | 8073 | Lincoln 230kV Substation | West |  | Tri-State Generation and Transmission Association | TSGT |  | TC-2024 | NRIS | Generation | type1: Solar; type2: Battery; mw1: 150 | Solar+Battery | 2024 | 2027
GI-TC-2024-02 | active | 2024-04-25 | 2028-06-30 |  |  |  |  | In Progress (unknown study) | Lincoln | CO | Lincoln County, CO | 8073 | Lincoln 230kV Substation | West |  | Tri-State Generation and Transmission Association | TSGT |  | TC-2024 | NRIS | Generation | type1: Solar; type2: Battery; mw1: 150 | Solar+Battery | 2024 | 2028
GI-TC-2024-13 | active | 2024-05-23 | 2027-12-31 |  |  |  |  | In Progress (unknown study) | Routt | CO | Routt County, CO | 8107 | Craig-Hayden West 230kV Line | West |  | Tri-State Generation and Transmission Association | TSGT |  | TC-2024 | ERIS | Generation | type1: Solar; type2: Battery; mw1: 250 | Solar+Battery | 2024 | 2027
GI-TC-2024-21 | active | 2024-05-24 | 2028-12-31 |  |  |  |  | In Progress (unknown study) | Montezuma | CO | Montezuma County, CO | 8083 | East Cortez 115kV Substation | West |  | Tri-State Generation and Transmission Association | TSGT |  | TC-2024 | ERIS | Generation | type1: Solar; type2: Battery; mw1: 125 | Solar+Battery | 2024 | 2028
GI-TC-2024-23 | active | 2023-05-31 | 2028-05-01 |  |  |  |  | In Progress (unknown study) | Prowers | CO | Prowers County, CO | 8099 | Burlington-Lamar 230 kV Line | West |  | Tri-State Generation and Transmission Association | TSGT |  | TC-2024 | NRIS | Generation | type1: Solar; type2: Battery; mw1: 199 | Solar+Battery | 2023 | 2028
GI-TC-2024-24 | active | 2023-05-31 | 2029-05-01 |  |  |  |  | In Progress (unknown study) | Bent | CO | Bent County, CO | 8011 | Boone -Lamar 230 kV Line | West |  | Tri-State Generation and Transmission Association | TSGT |  | TC-2024 | NRIS | Generation | type1: Solar; type2: Battery; mw1: 199 | Solar+Battery | 2023 | 2029
GI-TC-2024-26 | active | 2023-05-31 | 2027-08-17 |  |  |  |  | In Progress (unknown study) | Elbert | CO | Elbert County, CO | 8039 | Lincoln  Midway 230 kV Line | West |  | Tri-State Generation and Transmission Association | TSGT |  | TC-2024 | NRIS | Generation | type1: Solar; type2: Battery; mw1: 199 | Solar+Battery | 2023 | 2027
GI-TC-2024-30 | active | 2024-05-29 | 2027-05-31 |  |  |  |  | In Progress (unknown study) | Morgan | CO | Morgan County, CO | 8087 | Story 230kV Substation | West |  | Tri-State Generation and Transmission Association | TSGT |  | TC-2024 | NRIS | Generation | type1: Solar; type2: Battery; mw1: 199.9 | Solar+Battery | 2024 | 2027
GI-TC-2024-31 | active | 2024-05-29 | 2028-12-31 |  |  |  |  | In Progress (unknown study) | Elbert | CO | Elbert County, CO | 8039 | Lincoln - Midway 230 kV Line | West |  | Tri-State Generation and Transmission Association | TSGT |  | TC-2024 | ERIS | Generation | type1: Solar; type2: Battery; mw1: 398 | Solar+Battery | 2024 | 2028
GI-TC-2024-33 | active | 2023-05-30 | 2027-12-01 |  |  |  |  | In Progress (unknown study) | Moffat | CO | Moffat County, CO | 8081 | Craig-Meeker 345 kV Line | West |  | Tri-State Generation and Transmission Association | TSGT |  | TC-2024 | NRIS | Generation | type1: Solar; type2: Battery; mw1: 199 | Solar+Battery | 2023 | 2027
119 | active | 2022-04-21 | 2027-10-31 | [5 empty] | Greenlee | AZ | Greenlee County, AZ | 4011 | Greenlee-Winchester 345kV Transmission Line | West |  | Tucson Electric Power Company | TEP |  |  | NRIS | Generation | type1: Solar; type2: Battery; mw1: 270 | Solar+Battery | 2022 | 2027
124 | active | 2022-06-16 | 2025-12-31 | [5 empty] | Pinal | AZ | Pinal County, AZ | 4021 | Pinal West 345kV Substation | West |  | Tucson Electric Power Company | TEP |  |  | ERIS | Generation | type1: Solar; type2: Battery; mw1: 300 | Solar+Battery | 2022 | 2025
125 | active | 2022-06-28 | 2025-12-31 | [5 empty] | Apache | AZ | Apache County, AZ | 4001 | Springerville 345kV Substation | West |  | Tucson Electric Power Company | TEP |  |  | ERIS | Generation | type1: Solar; type2: Battery; mw1: 1000 | Solar+Battery | 2022 | 2025
145 | active | 2022-12-14 | 2025-12-31 | [5 empty] | Cochise | AZ | Cochise County, AZ | 4003 | Winchester 345 kV substation | West |  | Tucson Electric Power Company | TEP |  |  | NRIS | Generation | type1: Solar; type2: Battery; mw1: 300 | Solar+Battery | 2022 | 2025
165 | active | 2023-09-29 | 2028-12-01 | [5 empty] | Pima | AZ | Pima County, AZ | 4019 | Sonoran 138kV Substation | West |  | Tucson Electric Power Company | TEP |  |  | NRIS | Generation | type1: Solar; type2: Battery; mw1: 100 | Solar+Battery | 2023 | 2028
166 | active | 2024-04-17 | 2028-02-01 | [5 empty] | Graham | AZ | Graham County, AZ | 4009 | Greenlee-Winchester 345kV Transmission Line | West |  | Tucson Electric Power Company | TEP |  |  | NRIS | Generation | type1: Solar; type2: Battery; mw1: 485 | Solar+Battery | 2024 | 2028
173 | active | 2024-06-14 | 2028-12-31 | [5 empty] | Greenlee | AZ | Greenlee County, AZ | 4011 | Greenlee 345kV Substation | West |  | Tucson Electric Power Company | TEP |  |  | ERIS | Generation | type1: Solar; type2: Battery; mw1: 200 | Solar+Battery | 2024 | 2028
84 | active | 2020-09-30 | 2023-12-31 |  |  |  | IA EXECUTION IN PROGRESS | IA Pending | Pima | AZ | Pima County, AZ | 4019 | Pinal West - South Loop 345kV | West |  | Tucson Electric Power Company | TEP |  |  | NRIS | Generation | type1: Solar; type2: Battery; mw1: 500 | Solar+Battery | 2020 | 2023
2019-G1 | active | 2019-08-08 | 2027-12-31 |  |  |  | FAS re-study required due to ISD and POI revisions. | Facility Study | Butte | CA | Butte, CA | 6007 | Cottonwood-Roseville 230-kV Transmission Line | West |  | WAPA Sierra Nevada | WAPA-SN |  |  | ERIS | Generation | type1: Solar; type2: Battery; mw1: 300 | Solar+Battery | 2019 | 2027
2023-G1 | active | 2023-03-01 | 2028-06-01 |  |  |  | Includes New Point to Tracy line. | In Progress (unknown study) | Fresno | CA | Fresno, CA | 6019 | New Point 500-kV | West |  | WAPA Sierra Nevada | WAPA-SN |  |  | NRIS/ERIS | Generation | type1: Solar; type2: Battery; mw1: 800 | Solar+Battery | 2023 | 2028
2023-G2 | active | 2023-03-01 | 2028-06-01 |  |  |  | Includes New Point to Tracy line. | In Progress (unknown study) | Fresno | CA | Fresno, CA | 6019 | New Point 500-kV | West |  | WAPA Sierra Nevada | WAPA-SN |  |  | NRIS/ERIS | Generation | type1: Solar; type2: Battery; mw1: 800 | Solar+Battery | 2023 | 2028
2023-G4 | active | 2023-08-22 | 2028-03-01 |  |  |  |  | System Impact Study | Butte | CA | Butte, CA | 6007 | Cottonwood-Roseville 230-kV Transmission Line | West |  | WAPA Sierra Nevada | WAPA-SN |  |  | NRIS/ERIS | Generation | type1: Solar; type2: Battery; mw1: 100 | Solar+Battery | 2023 | 2028
2024-G1 | active | 2024-09-03 | 2028-12-31 | [5 empty] | Tehama | CA | Tehama, CA | 6103 | Keswick-O'Banion 230 kV Line | West |  | WAPA Sierra Nevada | WAPA-SN |  |  | ERIS | Generation | type1: Solar; type2: Battery; mw1: 200 | Solar+Battery | 2024 | 2028
2024-G2 | active | 2024-11-01 | 2028-12-31 |  |  |  | Scoping planned for February | In Progress (unknown study) | Shasta | CA | Shasta, CA | 6089 | Round Mtn-Cottonwood 230-kV Transmission Line | West |  | WAPA Sierra Nevada | WAPA-SN |  |  | NRIS/ERIS | Generation | type1: Solar; type2: Battery; mw1: 125 | Solar+Battery | 2024 | 2028
2018-G40 | active | 2018-10-27 | 2020-07-01 | [5 empty] | Mohave | AZ | Mohave County, AZ | 4015 | Topock 230kV | West |  | WAPA Desert Southwest Region | WAPA-DSW |  |  |  | Generation | type1: Solar; type2: Battery; mw1: 225 | Solar+Battery | 2018 | 2020
2018-G41 | active | 2018-10-27 | 2020-07-01 | [5 empty] | Mohave | AZ | Mohave County, AZ | 4015 | Topock 230kV | West |  | WAPA Desert Southwest Region | WAPA-DSW |  |  |  | Generation | type1: Solar; type2: Battery; mw1: 225 | Solar+Battery | 2018 | 2020
2019-G42 | active | 2019-06-27 | 2021-12-01 | [5 empty] | San Bernardino | CA | San Bernardino County, CA | 6071 | Headgate-Blythe | West |  | WAPA Desert Southwest Region | WAPA-DSW |  |  |  | Generation | type1: Solar; type2: Battery; mw1: 160 | Solar+Battery | 2019 | 2021
2021-G2 | active | 2021-03-25 | 2022-12-01 | [5 empty] | La Paz | AZ | La Paz, AZ | 4012 | Harcuvar-Little Harquahala | West |  | WAPA Desert Southwest Region | WAPA-DSW |  |  |  | Generation | type1: Solar; type2: Battery; mw1: 22 | Solar+Battery | 2021 | 2022
2021-G3 | active | 2021-04-19 | 2023-06-01 | [5 empty] | Pinal | AZ | Pinal, AZ | 4021 | ED5 Substation | West |  | WAPA Desert Southwest Region | WAPA-DSW |  |  |  | Generation | type1: Solar; type2: Battery; mw1: 119 | Solar+Battery | 2021 | 2023
2021-G4 | active | 2021-04-28 | 2023-07-01 | [5 empty] | Pinal | AZ | Pinal, AZ | 4021 | ED5 Substation | West |  | WAPA Desert Southwest Region | WAPA-DSW |  |  |  | Generation | type1: Solar; type2: Battery; mw1: 462.5 | Solar+Battery | 2021 | 2023
2022-G1 | active | 2022-01-28 | 2025-04-01 | [5 empty] | La Paz | AZ | La Paz, AZ | 4012 | Bouse Substation 161kV | West |  | WAPA Desert Southwest Region | WAPA-DSW |  |  |  | Generation | type1: Solar; type2: Battery; mw1: 250 | Solar+Battery | 2022 | 2025
2022-G10 | active | 2022-07-08 | 2025-11-20 | [5 empty] | Pinal | AZ | Pinal, AZ | 4021 | ED5 Substation | West |  | WAPA Desert Southwest Region | WAPA-DSW |  |  |  | Generation | type1: Solar; type2: Battery; mw1: 150 | Solar+Battery | 2022 | 2025
2022-G11 | active | 2022-08-11 | 2025-06-01 | [5 empty] | Maricopa | AZ | Maricopa, AZ | 4013 | Harcuvar 230kV Substation | West |  | WAPA Desert Southwest Region | WAPA-DSW |  |  |  | Generation | type1: Solar; type2: Battery; mw1: 350 | Solar+Battery | 2022 | 2025
2022-G12 | active | 2022-11-17 | 2026-05-01 | [5 empty] | La Paz | AZ | La Paz, AZ | 4012 | Eagle Eye Substation 230kV | West |  | WAPA Desert Southwest Region | WAPA-DSW |  |  |  | Generation | type1: Solar; type2: Battery; mw1: 380 | Solar+Battery | 2022 | 2026
2022-G2 | active | 2022-04-27 | 2025-12-01 | [5 empty] | Mohave | AZ | Mohave County, AZ | 4015 | White Hills 345kV Substation | West |  | WAPA Desert Southwest Region | WAPA-DSW |  |  |  | Generation | type1: Solar; type2: Battery; mw1: 225 | Solar+Battery | 2022 | 2025
2022-G5 | active | 2022-04-27 | 2025-12-01 | [5 empty] | Mohave | AZ | Mohave County, AZ | 4015 | White Hills 345- kV Substation | West |  | WAPA Desert Southwest Region | WAPA-DSW |  |  |  | Generation | type1: Solar; type2: Battery; mw1: 225 | Solar+Battery | 2022 | 2025
2022-G7 | active | 2022-06-06 | 2025-06-01 | [5 empty] | Maricopa | AZ | Maricopa, AZ | 4013 | Harcuvar 230kV Substation | West |  | WAPA Desert Southwest Region | WAPA-DSW |  |  |  | Generation | type1: Solar; type2: Battery; mw1: 250 | Solar+Battery | 2022 | 2025
2022-G9 | active | 2022-07-05 | 2025-12-31 | [5 empty] | Pinal | AZ | Pinal, AZ | 4021 | Test Track 230kV Substation | West |  | WAPA Desert Southwest Region | WAPA-DSW |  |  |  | Generation | type1: Solar; type2: Battery; mw1: 300 | Solar+Battery | 2022 | 2025
2023-G1 | active | 2023-01-05 | 2026-01-09 | [5 empty] | Pinal | AZ | Pinal, AZ | 4021 | ED5 Substation | West |  | WAPA Desert Southwest Region | WAPA-DSW |  |  |  | Generation | type1: Solar; type2: Battery; mw1: 270 | Solar+Battery | 2023 | 2026
2023-G10 | active | 2023-07-11 | 2027-04-01 | [5 empty] | Pinal | AZ | Pinal, AZ | 4021 | ED5 230kV Substation | West |  | WAPA Desert Southwest Region | WAPA-DSW |  |  |  | Generation | type1: Solar; type2: Battery; mw1: 200 | Solar+Battery | 2023 | 2027
2023-G11 | active | 2023-08-30 | 2028-12-30 | [5 empty] | Cochise | AZ | Cochise, AZ | 4003 | Apache  Adams Tap 115kV | West |  | WAPA Desert Southwest Region | WAPA-DSW |  |  |  | Generation | type1: Solar; type2: Battery; mw1: 300 | Solar+Battery | 2023 | 2028
2023-G12 | active | 2023-09-05 | 2026-12-01 | [5 empty] | Mohave | AZ | Mohave County, AZ | 4015 | Griffith Switchyard 230kV | West |  | WAPA Desert Southwest Region | WAPA-DSW |  |  |  | Generation | type1: Solar; type2: Battery; mw1: 25 | Solar+Battery | 2023 | 2026
2023-G14 | active | 2023-10-27 | 2027-03-01 | [5 empty] | Pinal | AZ | Pinal, AZ | 4021 | ED5 230kV Substation | West |  | WAPA Desert Southwest Region | WAPA-DSW |  |  |  | Generation | type1: Solar; type2: Battery; mw1: 250 | Solar+Battery | 2023 | 2027
2023-G17 | active | 2023-12-20 | 2027-12-31 | [5 empty] | Mohave | AZ | Mohave County, AZ | 4015 | Peacock 345kV Substation | West |  | WAPA Desert Southwest Region | WAPA-DSW |  |  |  | Generation | type1: Solar; type2: Battery; mw1: 300 | Solar+Battery | 2023 | 2027
2023-G4 | active | 2023-04-24 | 2026-12-30 | [5 empty] | Mohave | AZ | Mohave County, AZ | 4015 | White Hills 345- kV Substation | West |  | WAPA Desert Southwest Region | WAPA-DSW |  |  |  | Generation | type1: Solar; type2: Battery; mw1: 225 | Solar+Battery | 2023 | 2026
2023-G5 | active | 2023-04-24 | 2026-12-30 | [5 empty] | Mohave | AZ | Mohave County, AZ | 4015 | White Hills 345- kV Substation | West |  | WAPA Desert Southwest Region | WAPA-DSW |  |  |  | Generation | type1: Solar; type2: Battery; mw1: 225 | Solar+Battery | 2023 | 2026
2023-G6 | active | 2023-05-02 | 2027-01-15 | [5 empty] | Mohave | AZ | Mohave County, AZ | 4015 | White Hills  Peacock 345kV | West |  | WAPA Desert Southwest Region | WAPA-DSW |  |  |  | Generation | type1: Solar; type2: Battery; mw1: 150 | Solar+Battery | 2023 | 2027
2023-G8 | active | 2023-07-10 | 2027-04-01 | [5 empty] | La Paz | AZ | La Paz, AZ | 4012 | Bouse 230kV Substation | West |  | WAPA Desert Southwest Region | WAPA-DSW |  |  |  | Generation | type1: Solar; type2: Battery; mw1: 250 | Solar+Battery | 2023 | 2027
2023-G9 | active | 2023-07-10 | 2027-04-01 | [5 empty] | La Paz | AZ | La Paz, AZ | 4012 | Bouse 230kV Substation | West |  | WAPA Desert Southwest Region | WAPA-DSW |  |  |  | Generation | type1: Solar; type2: Battery; mw1: 250 | Solar+Battery | 2023 | 2027
2023-MP1 | active | 2023-02-03 | 2026-12-01 | [5 empty] | Yavapai | AZ | Yavapai, AZ | 4025 | Mead-Perkins 500kV | West |  | WAPA Desert Southwest Region | WAPA-MPP |  |  |  | Generation | type1: Solar; type2: Battery; mw1: 500 | Solar+Battery | 2023 | 2026
2023-MP2 | active | 2023-03-23 | 2026-06-23 | [5 empty] | Mohave | AZ | Mohave County, AZ | 4015 | Mead-Perkins 500kV | West |  | WAPA Desert Southwest Region | WAPA-MPP |  |  |  | Generation | type1: Solar; type2: Battery; mw1: 600 | Solar+Battery | 2023 | 2026
2024-G1 | active | 2024-01-09 | 2027-03-01 | [5 empty] | Mohave | AZ | Mohave County, AZ | 4015 | Griffith Switchyard 230kV | West |  | WAPA Desert Southwest Region | WAPA-DSW |  |  |  | Generation | type1: Solar; type2: Battery; mw1: 25 | Solar+Battery | 2024 | 2027
2024-G3 | active | 2024-03-08 | 2027-12-01 | [5 empty] | Maricopa | AZ | Maricopa, AZ | 4013 | Liberty  Harcuvar 230kV | West |  | WAPA Desert Southwest Region | WAPA-DSW |  |  |  | Generation | type1: Solar; type2: Battery; mw1: 260 | Solar+Battery | 2024 | 2027
2024-G4 | active | 2024-04-30 | 2027-12-31 | [5 empty] | Mohave | AZ | Mohave County, AZ | 4015 | Topock 230kV | West |  | WAPA Desert Southwest Region | WAPA-DSW |  |  |  | Generation | Solar | Wind | Battery | 550 |  |  | Solar+Wind+Battery | 2024 | 2027
2018-G6 | active | 2018-09-10 | 2022-12-31 |  |  |  | In Progress | In Progress (unknown study) | San Juan | NM | San Juan County, NM | 35045 | Shiprock 345-kV Sub | West |  | CRCM | WAPA-RM |  |  |  | Generation | type1: Solar; type2: Battery; mw1: 360 | Solar+Battery | 2018 | 2022
2023-G2 | active | 2022-11-18 | 2026-12-01 |  |  |  | In Progress | In Progress (unknown study) | Albany | WY | Albany County, WY | 56001 | Northpark - Terry Ranch 230-kV | West |  | LAPT | WAPA-RM |  |  |  | Generation | type1: Solar; type2: Battery; mw1: 150 | Solar+Battery | 2022 | 2026
2023-G5.1 | active | 2023-03-26 | 2027-12-01 |  |  |  | In Progress | In Progress (unknown study) | Coconino | AZ | Coconino County, AZ | 4005 | Flagstaff - Pinnacle Peak 345-kV | West |  | CRCM | WAPA-RM |  |  |  | Generation | Solar | Wind | Battery | 400 |  |  | Solar+Wind+Battery | 2023 | 2027
2023-G5.2 | active | 2023-06-21 | 2028-12-01 |  |  |  | In Progress | In Progress (unknown study) | Coconino | AZ | Coconino County, AZ | 4005 | Flagstaff - Glen Canyon 345kV | West |  | CRCM | WAPA-RM |  |  |  | Generation | type1: Solar; type2: Battery; mw1: 500 | Solar+Battery | 2023 | 2028
2024-G2 | active | 2024-09-18 | 2028-12-01 |  |  |  | In Progress | In Progress (unknown study) | Weld | CO | Weld County, CO | 8123 | Archer - Ault 230kV | West |  | LAPT | WAPA-RM |  |  |  | Generation | type1: Solar; type2: Battery; mw1: 150 | Solar+Battery | 2024 | 2028
2024-G3 | active | 2024-09-27 | 2028-12-01 |  |  |  | In Progress | In Progress (unknown study) | Weld | CO | Weld County, CO | 8123 | Weld 230 kV Substation | West |  | LAPT | WAPA-RM |  |  |  | Generation | type1: Solar; type2: Battery; mw1: 170 | Solar+Battery | 2024 | 2028
2024-G4 | active | 2024-11-06 | 2028-12-01 |  |  |  | In Progress | In Progress (unknown study) | Morgan | CO | Morgan County, CO | 8087 | Beaver Creek Substation 115kV | West |  | LAPT | WAPA-RM |  |  |  | Generation | type1: Solar; type2: Battery; mw1: 170 | Solar+Battery | 2024 | 2028
110 | active | 2021-01-07 | 2025-12-01 | [5 empty] | Garfield | WA | Garfield County, WA | 53023 | DryCreek 230 kV or Walla Walla to Dry Creek 230 kV | West |  | Avista Utilities | Avista |  |  | NRIS | Generation | Solar | Wind | Battery | 100 | 275 | 185 | Solar+Wind+Battery | 2021 | 2025
G0478 | active | 2012-09-06 | 2016-11-01 |  |  |  |  | Facility Study | Morrow | OR | Morrow County, OR | 41049 | BPA's proposed Longhorn 500/230 kV Substation. | West |  | Bonneville Power Administration | BPA |  |  | NRIS/ERIS | Generation | Solar | Battery |  | 300 | 200 |  | Solar+Battery | 2012 | 2016
G0578 | active | 2017-11-02 | 2022-11-01 |  |  |  |  | Facility Study | Yakima | WA | Yakima County, WA | 53077 | BPA's Midway - Moxee 115 kV transmission line. | West |  | Bonneville Power Administration | BPA |  |  | NRIS/ERIS | Generation | Solar | Battery |  | 80 | 80 |  | Solar+Battery | 2017 | 2022
G0596 | active | 2018-07-31 | 2021-12-31 |  |  |  |  | Facility Study | Yakima | WA | Yakima County, WA | 53077 | BPA's Midway - Moxee 115 kV line | West |  | Bonneville Power Administration | BPA |  |  | NRIS/ERIS | Generation | Solar | Battery |  | 80 | 32 |  | Solar+Battery | 2018 | 2021
G0598 | active | 2018-08-01 | 2021-12-31 |  |  |  |  | In Progress (unknown study) | Klickitat | WA | Klickitat County, WA | 53039 | BPA's North Bonneville - Midway 230 kV line. | West |  | Bonneville Power Administration | BPA |  |  | NRIS/ERIS | Generation | Solar | Battery |  | 160 | 63 |  | Solar+Battery | 2018 | 2021
G0615 | active | 2019-02-21 | 2021-12-31 |  |  |  |  | Facility Study | Sherman | OR | Sherman County, OR | 41055 | Slatt - Buckley No 1 500 kV transmission line, approximately 10 miles from Buckley Substation. | West |  | Bonneville Power Administration | BPA |  |  | NRIS/ERIS | Generation | Solar | Battery |  | 800 | 400 |  | Solar+Battery | 2019 | 2021
G0617 | active | 2019-03-22 | 2022-08-01 |  |  |  |  | In Progress (unknown study) | Sherman | OR | Sherman County, OR | 41055 | John Day No 2 230 kV transmission line or Biglow Canyon Substation. | West |  | Bonneville Power Administration | BPA |  |  | NRIS/ERIS | Generation | Solar | Battery |  | 200 | 100 |  | Solar+Battery | 2019 | 2022
G0648 | active | 2020-05-29 | 2026-12-31 |  |  |  |  | Facility Study | Klamath | OR | Klamath County, OR | 41035 | Captain Jack 500 kV Substation | West |  | Bonneville Power Administration | BPA |  |  | NRIS/ERIS | Generation | Solar | Battery |  | 300 | 1100 |  | Solar+Battery | 2020 | 2026
G0652 | active | 2020-07-10 | 2025-12-01 |  |  |  |  | In Progress (unknown study) | Umatilla | OR | Umatilla County, OR | 41059 | BPA's proposed Stanfield Substation | West |  | Bonneville Power Administration | BPA |  |  | NRIS/ERIS | Generation | Solar | Battery |  | 150 | 100 |  | Solar+Battery | 2020 | 2025
G0657 | active | 2020-09-16 | 2027-01-01 |  |  |  |  | In Progress (unknown study) | Klamath | OR | Klamath County, OR | 41035 | La Pine - Chiloquin No 1 line. | West |  | Bonneville Power Administration | BPA |  | Transition Late Stage | NRIS/ERIS | Generation | Solar | Battery |  | 500 | 500 |  | Solar+Battery | 2020 | 2027
G0660 | active | 2020-11-05 | 2024-10-01 |  |  |  |  | In Progress (unknown study) | Grant | WA | Grant County, WA | 53025 | POI 1: Grand Coulee - Rocky Ford 230 kV POI 2: Grand Coulee - Potholes 230 kV | West |  | Bonneville Power Administration | BPA |  |  | NRIS/ERIS | Generation | Solar | Battery |  | 200 | 100 |  | Solar+Battery | 2020 | 2024
G0662 | active | 2020-12-21 | 2025-12-01 |  |  |  |  | In Progress (unknown study) | Deschutes | OR | Deschutes County, OR | 41017 | Pilot Butte to Redmond 230kV or Pilot Butte to Ponderosa 230kV | West |  | Bonneville Power Administration | BPA |  | Transition Cluster | NRIS/ERIS | Generation | Solar | Battery |  | 400 | 200 |  | Solar+Battery | 2020 | 2025
G0668 | active | 2021-01-26 | 2025-12-01 |  |  |  |  | In Progress (unknown study) | Grant | WA | Grant County, WA | 53025 | BPA's Rocky Ford - Grand Coulee No 1 230 kV line. | West |  | Bonneville Power Administration | BPA |  | Transition Late Stage | NRIS/ERIS | Generation | Solar | Battery |  | 400 | 100 |  | Solar+Battery | 2021 | 2025
G0670 | active | 2021-02-22 | 2025-12-31 |  |  |  |  | In Progress (unknown study) | Benton | WA | Benton County, WA | 53005 | Wautoma Substation | West |  | Bonneville Power Administration | BPA |  |  | NRIS | Generation | Solar | Battery |  | 500 | 500 |  | Solar+Battery | 2021 | 2025
G0676 | active | 2021-03-29 | 2024-09-01 |  |  |  |  | In Progress (unknown study) | Klickitat | WA | Klickitat County, WA | 53039 | Spring Creek Substation 230 kV | West |  | Bonneville Power Administration | BPA |  |  | NRIS/ERIS | Generation | Solar | Battery |  | 125 | 125 |  | Solar+Battery | 2021 | 2024
G0681 | active | 2021-07-07 | 2026-12-31 |  |  |  |  | In Progress (unknown study) | Marion | OR | Marion County, OR | 41047 | Buckley - Marion No 1 500 kV line | West |  | Bonneville Power Administration | BPA |  | Transition Late Stage | NRIS/ERIS | Generation | Solar | Battery |  | 1000 | 1000 |  | Solar+Battery | 2021 | 2026
G0684 | active | 2021-07-23 | 2024-10-01 |  |  |  |  | In Progress (unknown study) | Benton | WA | Benton County, WA | 53005 | Wautoma 500 kV Substation | West |  | Bonneville Power Administration | BPA |  | Transition Late Stage | ERIS | Generation | Solar | Battery |  | 470 | 235 |  | Solar+Battery | 2021 | 2024
G0688 | active | 2021-08-26 | 2025-12-31 |  |  |  |  | In Progress (unknown study) | Benton | WA | Benton County, WA | 53005 | Midway Substation 230 kV, directly into a new 230 kV bay. | West |  | Bonneville Power Administration | BPA |  | Transition Cluster | NRIS | Generation | Solar | Battery |  | 500 | 500 |  | Solar+Battery | 2021 | 2025
G0691 | active | 2021-09-13 | 2023-10-23 |  |  |  |  | Facility Study | Benton | WA | Benton County, WA | 53005 | Bofer Substation | West |  | Bonneville Power Administration | BPA |  |  | ERIS | Generation | Solar | Battery |  | 100 | 30 |  | Solar+Battery | 2021 | 2023
G0702 | active | 2021-09-22 | 2025-12-01 |  |  |  |  | In Progress (unknown study) | Crook | OR | Crook County, OR | 41013 | Ponderosa Substation 500 kV | West |  | Bonneville Power Administration | BPA |  | Transition Cluster | NRIS/ERIS | Generation | Solar | Battery |  | 600 | 600 |  | Solar+Battery | 2021 | 2025
G0714 | active | 2021-12-02 | 2025-12-01 |  |  |  |  | In Progress (unknown study) | Sherman | OR | Sherman County, OR | 41055 | Buckley 500 kV Substation | West |  | Bonneville Power Administration | BPA |  | Transition Late Stage | NRIS/ERIS | Generation | Solar | Battery |  | 200 | 200 |  | Solar+Battery | 2021 | 2025
G0715 | active | 2021-12-02 | 2025-12-01 |  |  |  |  | In Progress (unknown study) | Sherman | OR | Sherman County, OR | 41055 | Buckley 500 kV Substation | West |  | Bonneville Power Administration | BPA |  | Transition Late Stage | NRIS/ERIS | Generation | Solar | Battery |  | 200 | 200 |  | Solar+Battery | 2021 | 2025
G0716 | active | 2021-12-02 | 2025-10-31 |  |  |  |  | In Progress (unknown study) | Benton | WA | Benton County, WA | 53005 | New 115 kV substation adjacent to the new Webber Canyon substation. | West |  | Bonneville Power Administration | BPA |  |  | ERIS | Generation | Solar | Battery |  | 100 | 50 |  | Solar+Battery | 2021 | 2025
G0728 | active | 2022-02-04 | 2026-12-01 |  |  |  |  | In Progress (unknown study) | Sherman | OR | Sherman County, OR | 41055 | Jones Canyon to Tumble Creek section of Jones Canyon-Santiam No 1 230 kV line; Ashe to Marian No 2 500 kV line; or Slatt to Buckley No 1 500 kV line. | West |  | Bonneville Power Administration | BPA |  | Transition Cluster | NRIS/ERIS | Generation | Wind | Battery |  | 210 | 210 |  | Wind+Battery | 2022 | 2026
G0732 | active | 2022-03-11 | 2027-04-15 |  |  |  |  | In Progress (unknown study) | Benton | WA | Benton County, WA | 53005 | Wautoma 500 kV | West |  | Bonneville Power Administration | BPA |  | Transition Cluster | NRIS/ERIS | Generation | Solar | Battery |  | 200 | 200 |  | Solar+Battery | 2022 | 2027
G0738 | active | 2022-04-26 | 2025-12-01 |  |  |  |  | In Progress (unknown study) | Umatilla | OR | Umatilla County, OR | 41059 | BPAs Morrow Flat 230 kV | West |  | Bonneville Power Administration | BPA |  |  | ERIS | Generation | Solar | Battery |  | 60 | 25 |  | Solar+Battery | 2022 | 2025
G0744 | active | 2022-05-24 | 2026-12-30 |  |  |  |  | In Progress (unknown study) | Grant | WA | Grant County, WA | 53025 | 1. Vantage-Hanford #1 500 kV line 2. Corridor of the 230kV Midway- Rocky Ford and Midway-Potholes 230kV transmission lines | West |  | Bonneville Power Administration | BPA |  | Transition Cluster | NRIS/ERIS | Generation | Solar | Battery |  | 200 | 200 |  | Solar+Battery | 2022 | 2026
G0745 | active | 2022-05-25 | 2026-12-31 |  |  |  |  | In Progress (unknown study) | Adams | WA | Adams County, WA | 53001 | Hatton tap to Connell tap | West |  | Bonneville Power Administration | BPA |  | Transition Cluster | NRIS/ERIS | Generation | Solar | Battery |  | 100 | 100 |  | Solar+Battery | 2022 | 2026
G0747 | active | 2022-06-01 | 2026-12-01 |  |  |  |  | In Progress (unknown study) | Klamath | OR | Klamath County, OR | 41035 | BPAs LaPine-Chiloquin 230 kV line. | West |  | Bonneville Power Administration | BPA |  | Transition Cluster | NRIS/ERIS | Generation | Solar | Battery |  | 200 | 200 |  | Solar+Battery | 2022 | 2026
G0752 | active | 2022-06-16 | 2025-12-31 |  |  |  |  | In Progress (unknown study) | Morrow | OR | Morrow County, OR | 41049 | 5-mile 500kV Gen Tie to Longhorn 500 kV Substation | West |  | Bonneville Power Administration | BPA |  | Transition Cluster | ERIS | Generation | Gas | Battery |  | 340 | 330 |  | Gas+Battery | 2022 | 2025
G0753 | active | 2022-06-16 | 2025-12-31 |  |  |  |  | In Progress (unknown study) | Douglas | WA | Douglas County, WA | 53017 | 5-mile 230kV Gen Tie to Columbia 230 kV Substation | West |  | Bonneville Power Administration | BPA |  | Transition Cluster | ERIS | Generation | Solar | Battery |  | 215 | 300 |  | Solar+Battery | 2022 | 2025
G0758 | active | 2022-06-16 | 2025-12-31 |  |  |  |  | In Progress (unknown study) | Jefferson | OR | Jefferson County, OR | 41031 | 5-mile 500kV Gen Tie to Grizzly 500 kV Substation | West |  | Bonneville Power Administration | BPA |  | Transition Cluster | ERIS | Generation | Solar | Gas | Battery | 365 | 400 | 600 | Solar+Gas+Battery | 2022 | 2025
G0760 | active | 2022-06-16 | 2025-12-31 |  |  |  |  | In Progress (unknown study) | Grant | WA | Grant County, WA | 53025 | Vantage 500 kV Substation | West |  | Bonneville Power Administration | BPA |  | Transition Cluster | ERIS | Generation | Gas | Battery |  | 400 | 590 |  | Gas+Battery | 2022 | 2025
G0768 | active | 2022-08-02 | 2027-12-01 |  |  |  |  | In Progress (unknown study) | Gilliam | OR | Gilliam County, OR | 41021 | John Day 500 kV Substation | West |  | Bonneville Power Administration | BPA |  | Transition Cluster | NRIS/ERIS | Generation | Solar | Wind | Battery | 200 | 300 | 100 | Solar+Wind+Battery | 2022 | 2027
G0791 | active | 2022-08-18 | 2028-12-01 |  |  |  |  | In Progress (unknown study) | Sherman | OR | Sherman County, OR | 41055 | BPA 500 KV John Day-Big Eddy 1/2 transmission line. | West |  | Bonneville Power Administration | BPA |  | Transition Cluster | NRIS/ERIS | Generation | Solar | Battery |  | 650 | 650 |  | Solar+Battery | 2022 | 2028
G0795 | active | 2022-08-18 | 2028-12-01 |  |  |  |  | In Progress (unknown study) | Sherman | OR | Sherman County, OR | 41055 | BPA 500 KV John Day-Big Eddy 1/2 transmission line. | West |  | Bonneville Power Administration | BPA |  | Transition Cluster | NRIS/ERIS | Generation | Solar | Battery |  | 650 | 650 |  | Solar+Battery | 2022 | 2028
G0797 | active | 2022-08-18 | 2028-12-01 |  |  |  |  | In Progress (unknown study) | Wasco | OR | Wasco County, OR | 41065 | BPA 500 KV John Day-Marion transmission line. | West |  | Bonneville Power Administration | BPA |  | Transition Cluster | NRIS/ERIS | Generation | Solar | Battery |  | 650 | 650 |  | Solar+Battery | 2022 | 2028
G0817 | active | 2022-10-03 | 2025-12-31 |  |  |  |  | In Progress (unknown study) | Yakima | WA | Yakima County, WA | 53077 | Spring Creek-Wine Country #1 between Spring Creek and Mabton Substation. | West |  | Bonneville Power Administration | BPA |  | Transition Cluster | NRIS/ERIS | Generation | Solar | Battery |  | 215 | 110 |  | Solar+Battery | 2022 | 2025
G0822 | active | 2022-11-14 | 2026-12-01 |  |  |  |  | In Progress (unknown study) | Benton | WA | Benton County, WA | 53005 | Ashe Substation, or Ashe - Marion No 2 500 kV line, or Ashe - Slatt No 1 500 kV line. | West |  | Bonneville Power Administration | BPA |  | Transition Cluster | NRIS/ERIS | Generation | Solar | Battery |  | 2000 | 2000 |  | Solar+Battery | 2022 | 2026
G0825 | active | 2022-11-20 | 2027-12-31 |  |  |  |  | In Progress (unknown study) | Sherman | OR | Sherman County, OR | 41055 | Primary: Buckley - Grizzly No 1 500 kV line; Secondary: Buckley 500 kV Substation | West |  | Bonneville Power Administration | BPA |  | Transition Cluster | NRIS/ERIS | Generation | Solar | Battery |  | 400 | 400 |  | Solar+Battery | 2022 | 2027
G0826 | active | 2022-11-20 | 2027-12-31 |  |  |  |  | In Progress (unknown study) | Klamath | OR | Klamath County, OR | 41035 | Primary: Grizzly - Summer Lake No 1 500 kV line. Secondary: Grizzly - Captain Jack No 1 500 kV line. | West |  | Bonneville Power Administration | BPA |  | Transition Cluster | NRIS/ERIS | Generation | Solar | Battery |  | 280 | 280 |  | Solar+Battery | 2022 | 2027
G0834 | active | 2022-12-30 | 2027-12-01 |  |  |  |  | In Progress (unknown study) | Umatilla | OR | Umatilla County, OR | 41059 | Lower Monumental-McNary No 1 500 kV line through a direct connection to a new 500 kV substation | West |  | Bonneville Power Administration | BPA |  | Transition Cluster | NRIS/ERIS | Generation | Solar | Wind | Battery | 175 | 175 | 100 | Solar+Wind+Battery | 2022 | 2027
G0838 | active | 2023-02-03 | 2027-04-01 |  |  |  |  | In Progress (unknown study) | Jefferson | OR | Jefferson County, OR | 41031 | McNary-Santiam No 1 230kV line | West |  | Bonneville Power Administration | BPA |  | Transition Cluster | NRIS/ERIS | Generation | Solar | Battery |  | 150 | 150 |  | Solar+Battery | 2023 | 2027
G0839 | active | 2023-02-03 | 2027-12-31 |  |  |  |  | In Progress (unknown study) | Jefferson | OR | Jefferson County, OR | 41031 | Jones Canyon-Santiam No 1 230kV line | West |  | Bonneville Power Administration | BPA |  | Transition Cluster | NRIS/ERIS | Generation | Solar | Battery |  | 150 | 150 |  | Solar+Battery | 2023 | 2027
G0840 | active | 2023-02-07 | 2027-12-31 |  |  |  |  | In Progress (unknown study) | Douglas | WA | Douglas County, WA | 53017 | Chief Joseph-Sickler No 1 500kV line | West |  | Bonneville Power Administration | BPA |  | Transition Cluster | NRIS/ERIS | Generation | Solar | Battery |  | 300 | 300 |  | Solar+Battery | 2023 | 2027
G0841 | active | 2023-02-15 | 2028-12-01 |  |  |  |  | In Progress (unknown study) | Lake | OR | Lake County, OR | 41037 | Grizzly-Summer Lake #1 or Grizzly-Captain Jack #1 500 kV lines. | West |  | Bonneville Power Administration | BPA |  | Transition Cluster | NRIS/ERIS | Generation | Solar | Battery |  | 400 | 200 |  | Solar+Battery | 2023 | 2028
G0843 | active | 2023-02-22 | 2026-06-15 |  |  |  |  | In Progress (unknown study) | Klickitat | WA | Klickitat County, WA | 53039 | Horse Heaven - Harvalum No 1 230kV line | West |  | Bonneville Power Administration | BPA |  | Transition Cluster | NRIS/ERIS | Generation | Solar | Battery |  | 120 | 60 |  | Solar+Battery | 2023 | 2026
G0844 | active | 2023-02-22 | 2026-06-15 |  |  |  |  | In Progress (unknown study) | Klickitat | WA | Klickitat County, WA | 53039 | Horse Heaven-Harvalum No 1 230kV line. | West |  | Bonneville Power Administration | BPA |  | Transition Cluster | NRIS/ERIS | Generation | Solar | Battery |  | 280 | 140 |  | Solar+Battery | 2023 | 2026
G0849 | active | 2023-03-22 | 2027-12-31 |  |  |  |  | In Progress (unknown study) | Sherman | OR | Sherman County, OR | 41055 | Primary: Buckley-Grizzly No 1 500kV line; Secondary: Buckley Substation | West |  | Bonneville Power Administration | BPA |  | Transition Cluster | NRIS/ERIS | Generation | Solar | Battery |  | 400 | 400 |  | Solar+Battery | 2023 | 2027
G0850 | active | 2023-03-22 | 2027-12-31 |  |  |  |  | In Progress (unknown study) | Sherman | OR | Sherman County, OR | 41055 | Primary: Buckley-Grizzly No 1 500 kV line; Secondary: Buckley Substation | West |  | Bonneville Power Administration | BPA |  | Transition Cluster | NRIS/ERIS | Generation | Solar | Battery |  | 400 | 400 |  | Solar+Battery | 2023 | 2027
G0853 | active | 2023-03-24 | 2027-12-31 |  |  |  |  | In Progress (unknown study) | Douglas | WA | Douglas County, WA | 53017 | Chief Joseph-Sickler No 1 500kV line | West |  | Bonneville Power Administration | BPA |  | Transition Cluster | NRIS/ERIS | Generation | Solar | Battery |  | 300 | 300 |  | Solar+Battery | 2023 | 2027
G0854 | active | 2023-04-11 | 2025-12-01 |  |  |  |  | In Progress (unknown study) | Umatilla | OR | Umatilla County, OR | 41059 | McNary-Quarry Switchyard No 1 230 kV line | West |  | Bonneville Power Administration | BPA |  | Transition Cluster | NRIS/ERIS | Generation | Solar | Wind |  | 300 | 300 |  | Solar+Wind | 2023 | 2025
G0855 | active | 2023-04-13 | 2027-12-01 |  |  |  |  | In Progress (unknown study) | Umatilla | OR | Umatilla County, OR | 41059 | Lower Monumental-McNary No 1 500 kV line through a direct connection to a new 500 kV substation | West |  | Bonneville Power Administration | BPA |  | Transition Cluster | NRIS/ERIS | Generation | Solar | Wind | Battery | 175 | 175 | 100 | Solar+Wind+Battery | 2023 | 2027
G0864 | active | 2023-05-11 | 2027-05-03 |  |  |  |  | In Progress (unknown study) | Sherman | OR | Sherman County, OR | 41055 | Ashe-Marion No 2 500kV line. | West |  | Bonneville Power Administration | BPA |  | Transition Cluster | NRIS/ERIS | Generation | Solar | Wind | Battery | 500 | 304 | 500 | Solar+Wind+Battery | 2023 | 2027
G0865 | active | 2023-06-02 | 2027-09-01 |  |  |  |  | In Progress (unknown study) | Sherman | OR | Sherman County, OR | 41055 | Buckley Substation | West |  | Bonneville Power Administration | BPA |  | Transition Cluster | NRIS/ERIS | Generation | Solar | Battery |  | 200 | 100 |  | Solar+Battery | 2023 | 2027
G0878 | active | 2023-06-30 | 2030-12-02 |  |  |  |  | In Progress (unknown study) | Lane | OR | Lane County, OR | 41039 | Albany-Lebanon No. 1 115kV line | West |  | Bonneville Power Administration | BPA |  | Transition Cluster | NRIS/ERIS | Generation | Biofuel | Battery |  | 80 | 80 |  | Other+Battery | 2023 | 2030
G0880 | active | 2023-06-30 | 2030-12-02 |  |  |  |  | In Progress (unknown study) | Lane | OR | Lane County, OR | 41039 | Lookout Point-Alvey No. 2 115kV line | West |  | Bonneville Power Administration | BPA |  | Transition Cluster | NRIS/ERIS | Generation | Solar | Battery |  | 80 | 80 |  | Solar+Battery | 2023 | 2030
G0886 | active | 2023-06-30 | 2030-12-02 |  |  |  |  | In Progress (unknown study) | Linn | OR | Linn County, OR; Lane County, OR | 4104341039 | Forest Grove-McMinnville No 1 115kV line. | West |  | Bonneville Power Administration | BPA |  | Transition Cluster | NRIS/ERIS | Generation | Biofuel | Battery |  | 80 | 80 |  | Other+Battery | 2023 | 2030
G0888 | active | 2023-06-30 | 2030-12-02 |  |  |  |  | In Progress (unknown study) | Lane | OR | Lane County, OR | 41039 | Alvey-Fairview No 1 230kV line | West |  | Bonneville Power Administration | BPA |  | Transition Cluster | NRIS/ERIS | Generation | Solar | Battery |  | 200 | 200 |  | Solar+Battery | 2023 | 2030
G0890 | active | 2023-06-30 | 2030-12-02 |  |  |  |  | In Progress (unknown study) | Lane | OR | Lane County, OR | 41039 | Lane Substation at 230 kV | West |  | Bonneville Power Administration | BPA |  | Transition Cluster | NRIS/ERIS | Generation | Solar | Battery |  | 200 | 200 |  | Solar+Battery | 2023 | 2030
G0891 | active | 2023-06-30 | 2030-12-02 |  |  |  |  | In Progress (unknown study) | Lane | OR | Lane County, OR | 41039 | Lane Substation at 230 kV | West |  | Bonneville Power Administration | BPA |  | Transition Cluster | NRIS/ERIS | Generation | Solar | Battery |  | 200 | 200 |  | Solar+Battery | 2023 | 2030
G0896 | active | 2023-06-30 | 2030-12-02 |  |  |  |  | In Progress (unknown study) | Lane | OR | Lane County, OR | 41039 | Santiam-Alvey 1&2 No 2 230 kV line | West |  | Bonneville Power Administration | BPA |  | Transition Cluster | NRIS/ERIS | Generation | Biofuel | Battery |  | 200 | 200 |  | Other+Battery | 2023 | 2030
G0903 | active | 2023-06-30 | 2030-12-01 |  |  |  |  | In Progress (unknown study) | Linn | OR | Linn County, OR; Lane County, OR | 4104341039 | Carlton Substation 115kV | West |  | Bonneville Power Administration | BPA |  | Transition Cluster | NRIS/ERIS | Generation | Biofuel | Battery |  | 200 | 200 |  | Other+Battery | 2023 | 2030
G0904 | active | 2023-06-30 | 2030-12-01 |  |  |  |  | In Progress (unknown study) | Linn | OR | Linn County, OR; Marion County, OR | 4104341047 | Santiam-Chemawa No 1 230kV line | West |  | Bonneville Power Administration | BPA |  | Transition Cluster | NRIS/ERIS | Generation | Biofuel | Battery |  | 200 | 200 |  | Other+Battery | 2023 | 2030
G0905 | active | 2023-06-30 | 2030-12-01 |  |  |  |  | In Progress (unknown study) | Linn | OR | Linn County, OR; Marion County, OR | 4104341047 | Santiam-Chemawa No 1 230kV line. | West |  | Bonneville Power Administration | BPA |  | Transition Cluster | NRIS/ERIS | Generation | Biofuel | Battery |  | 200 | 200 |  | Other+Battery | 2023 | 2030
G0908 | active | 2023-07-17 | 2025-12-31 |  |  |  |  | In Progress (unknown study) | Umatilla | OR | Umatilla County, OR | 41059 | Longhorn Substation | West |  | Bonneville Power Administration | BPA |  | Transition Cluster | NRIS/ERIS | Generation | Solar | Battery |  | 300 | 200 |  | Solar+Battery | 2023 | 2025
G0909 | active | 2023-07-18 | 2028-11-01 |  |  |  |  | In Progress (unknown study) | Deschutes | OR | Deschutes County, OR | 41017 | LaPine Substation | West |  | Bonneville Power Administration | BPA |  | Transition Cluster | NRIS/ERIS | Generation | Solar | Battery |  | 200 | 200 |  | Solar+Battery | 2023 | 2028
G0910 | active | 2023-07-18 | 2030-11-01 |  |  |  |  | In Progress (unknown study) | Deschutes | OR | Deschutes County, OR | 41017 | LaPine Substation | West |  | Bonneville Power Administration | BPA |  | Transition Cluster | NRIS/ERIS | Generation | Solar | Battery |  | 200 | 200 |  | Solar+Battery | 2023 | 2030
G0912 | active | 2023-07-18 | 2033-11-01 |  |  |  |  | In Progress (unknown study) | Deschutes | OR | Deschutes County, OR; Klamath County, OR; Lake County, OR | 410174103541037 | LaPine 230kV Substation | West |  | Bonneville Power Administration | BPA |  | Transition Cluster | NRIS/ERIS | Generation | Solar | Battery |  | 200 | 200 |  | Solar+Battery | 2023 | 2033
G0920 | active | 2023-08-28 | 2027-01-06 |  |  |  |  | In Progress (unknown study) | Benton | WA | Benton County, WA | 53005 | Ashe-Slatt No 1 500kV line | West |  | Bonneville Power Administration | BPA |  | Transition Cluster | NRIS/ERIS | Generation | Solar | Battery |  | 500 | 300 |  | Solar+Battery | 2023 | 2027
G0921 | active | 2023-09-01 | 2030-10-30 |  |  |  |  | In Progress (unknown study) | Thurston | WA | Thurston County, WA | 53067 | Chehalis - Covington No 1 230kV line. | West |  | Bonneville Power Administration | BPA |  | Transition Cluster | NRIS/ERIS | Generation | Wind | Battery |  | 300 | 300 |  | Wind+Battery | 2023 | 2030
G0923 | active | 2023-09-05 | 2027-09-15 |  |  |  |  | In Progress (unknown study) | Walla Walla | WA | Walla Walla County, WA | 53071 | Lower Monumental  Little Goose No 1 500 kV line. Alternates: Lower Monumental  Little Goose No 2 500 kV line; Little Goose  Central Ferry No 2 500 kV line | West |  | Bonneville Power Administration | BPA |  | Transition Cluster | NRIS/ERIS | Generation | Solar | Wind | Battery | 100 | 100 | 100 | Solar+Wind+Battery | 2023 | 2027
G0924 | active | 2023-09-05 | 2027-09-15 |  |  |  |  | In Progress (unknown study) | Walla Walla | WA | Walla Walla County, WA | 53071 | Lower Monumental  Little Goose No 1 500 kV line. Alternates: Lower Monumental  Little Goose No 2 500 kV line; Little Goose  Central Ferry No 2 500 kV line | West |  | Bonneville Power Administration | BPA |  | Transition Cluster | NRIS/ERIS | Generation | Solar | Wind | Battery | 100 | 100 | 100 | Solar+Wind+Battery | 2023 | 2027
G0925 | active | 2023-09-05 | 2027-09-15 |  |  |  |  | In Progress (unknown study) | Walla Walla | WA | Walla Walla County, WA | 53071 | Lower Monumental  Little Goose No 1 500 kV line. Alternates: Lower Monumental  Little Goose No 2 500 kV line; Little Goose  Central Ferry No 2 500 kV line | West |  | Bonneville Power Administration | BPA |  | Transition Cluster | NRIS/ERIS | Generation | Solar | Wind | Battery | 100 | 100 | 100 | Solar+Wind+Battery | 2023 | 2027
G0931 | active | 2023-09-07 | 2028-12-01 |  |  |  |  | In Progress (unknown study) | Sherman | OR | Sherman County, OR | 41055 | Buckley Substation | West |  | Bonneville Power Administration | BPA |  | Transition Cluster | NRIS/ERIS | Generation | Solar | Battery |  | 500 | 500 |  | Solar+Battery | 2023 | 2028
G0932 | active | 2023-09-07 | 2029-12-31 |  |  |  |  | In Progress (unknown study) | Benton | WA | Benton County, WA | 53005 | McNary-John Day No 2 500kV line | West |  | Bonneville Power Administration | BPA |  | Transition Cluster | NRIS/ERIS | Generation | Solar | Battery |  | 400 | 400 |  | Solar+Battery | 2023 | 2029
G0933 | active | 2023-09-07 | 2029-12-31 |  |  |  |  | In Progress (unknown study) | Benton | WA | Benton County, WA | 53005 | McNary-John Day No 2 500kV line | West |  | Bonneville Power Administration | BPA |  | Transition Cluster | NRIS/ERIS | Generation | Solar | Battery |  | 400 | 400 |  | Solar+Battery | 2023 | 2029
G0934 | active | 2023-09-08 | 2025-06-02 |  |  |  |  | In Progress (unknown study) | Umatilla | OR | Umatilla County, OR | 41059 | Hat Rock 115kV | West |  | Bonneville Power Administration | BPA |  | Transition Cluster | ERIS | Generation | Solar | Battery |  | 75 | 75 |  | Solar+Battery | 2023 | 2025
G0945 | active | 2023-10-04 | 2026-06-01 |  |  |  |  | In Progress (unknown study) | Fremont | ID | Fremont County, ID | 16043 | Goshen-Drummond No 1 161kV line | West |  | Bonneville Power Administration | BPA |  | Transition Cluster | NRIS/ERIS | Generation | Solar | Battery |  | 150 | 52 |  | Solar+Battery | 2023 | 2026
G0970 | active | 2023-10-13 | 2028-12-01 |  |  |  |  | In Progress (unknown study) | Polk | OR | Polk County, OR; Benton County, OR | 4105341003 | Salem-Albany No 2 115kV line. | West |  | Bonneville Power Administration | BPA |  | Transition Cluster | NRIS/ERIS | Generation | Biofuel | Battery |  | 80 | 80 |  | Other+Battery | 2023 | 2028
G0971 | active | 2023-10-13 | 2028-12-01 |  |  |  |  | In Progress (unknown study) | Lane | OR | Lane County, OR | 41039 | Eugene-Alderwood No 1 115kV line. | West |  | Bonneville Power Administration | BPA |  | Transition Cluster | NRIS/ERIS | Generation | Biofuel | Battery |  | 80 | 80 |  | Other+Battery | 2023 | 2028
G0978 | active | 2023-10-27 | 2026-01-02 |  |  |  |  | In Progress (unknown study) | Sherman | OR | Sherman County, OR | 41055 | Biglow Canyon  John Day No 1 230 kV line | West |  | Bonneville Power Administration | BPA |  |  | ERIS | Generation | Solar | Battery |  | 250 | 250 |  | Solar+Battery | 2023 | 2026
G0979 | active | 2023-11-03 | 2029-12-03 |  |  |  |  | In Progress (unknown study) | Klickitat | WA | Klickitat County, WA | 53039 | Rock Creek Substation | West |  | Bonneville Power Administration | BPA |  | Transition Cluster | NRIS/ERIS | Generation | Solar | Battery |  | 200 | 200 |  | Solar+Battery | 2023 | 2029
G0983 | active | 2023-11-03 | 2028-09-01 |  |  |  |  | In Progress (unknown study) | Sherman | OR | Sherman County, OR | 41055 | John Day Substation at 500 kV | West |  | Bonneville Power Administration | BPA |  | Transition Cluster | NRIS/ERIS | Generation | Solar | Battery |  | 800 | 400 |  | Solar+Battery | 2023 | 2028
G0985 | active | 2023-11-03 | 2027-12-31 |  |  |  |  | In Progress (unknown study) | Lincoln | WA | Lincoln County, WA | 53043 | Creston Substation, Configuration: Loop into BPA station. Grand Coulee Creston No 1 115kV line Alternate: Wagner | West |  | Bonneville Power Administration | BPA |  | Transition Cluster | NRIS/ERIS | Generation | Solar | Battery |  | 150 | 150 |  | Solar+Battery | 2023 | 2027
G0986 | active | 2023-11-03 | 2029-12-30 |  |  |  |  | In Progress (unknown study) | Skagit | WA | Skagit County, WA | 53057 | Primary: Sedro-Woolley - Bellingham No 1 230kV line; Secondary: Murray - Custer No 1 230kV line. | West |  | Bonneville Power Administration | BPA |  | Transition Cluster |  | Generation | Wind | Battery |  | 150 | 150 |  | Wind+Battery | 2023 | 2029
G0989 | active | 2023-11-06 | 2026-12-31 |  |  |  |  | In Progress (unknown study) | Gilliam | OR | Gilliam County, OR | 41021 | Buckley 230kV | West |  | Bonneville Power Administration | BPA |  | Transition Cluster | NRIS/ERIS | Generation | Solar | Battery |  | 275 | 275 |  | Solar+Battery | 2023 | 2026
G0993 | active | 2023-11-06 | 2028-09-01 |  |  |  |  | In Progress (unknown study) | Spokane | WA | Spokane County, WA | 53063 | Grand Coulee-Bell | West |  | Bonneville Power Administration | BPA |  | Transition Cluster | NRIS/ERIS | Generation | Solar | Battery |  | 200 | 100 |  | Solar+Battery | 2023 | 2028
G1000 | active | 2023-11-15 | 2029-12-31 |  |  |  |  | In Progress (unknown study) | Morrow | OR | Morrow County, OR | 41049 | McNary Substation, or Longhorn Substation | West |  | Bonneville Power Administration | BPA |  | Transition Cluster | NRIS/ERIS | Generation | Solar | Battery |  | 440 | 220 |  | Solar+Battery | 2023 | 2029
G1007 | active | 2023-11-17 | 2030-10-30 |  |  |  |  | In Progress (unknown study) | Lewis | WA | Lewis County, WA | 53041 | Paul Substation | West |  | Bonneville Power Administration | BPA |  | Transition Cluster | NRIS/ERIS | Generation | Wind | Battery |  | 300 | 300 |  | Wind+Battery | 2023 | 2030
G1017 | active | 2023-11-21 | 2029-06-01 |  |  |  |  | In Progress (unknown study) | Klamath | OR | Klamath County, OR | 41035 | LaPine-Chiloquin No 1 230kV line | West |  | Bonneville Power Administration | BPA |  | Transition Cluster | NRIS/ERIS | Generation | Solar | Battery |  | 508.5 | 515.1 |  | Solar+Battery | 2023 | 2029
G1018 | active | 2023-11-21 | 2030-11-15 |  |  |  |  | In Progress (unknown study) | Klamath | OR | Klamath County, OR | 41035 | LaPine-Chiloquin No. 1 230kV line. | West |  | Bonneville Power Administration | BPA |  | Transition Cluster | NRIS/ERIS | Generation | Solar | Battery |  | 508.5 | 515.1 |  | Solar+Battery | 2023 | 2030
G1019 | active | 2023-11-21 | 2030-11-15 |  |  |  |  | In Progress (unknown study) | Klamath | OR | Klamath County, OR | 41035 | LaPine-Chiloquin No 1 230kV line. | West |  | Bonneville Power Administration | BPA |  | Transition Cluster | NRIS/ERIS | Generation | Solar | Battery |  | 508.5 | 515.1 |  | Solar+Battery | 2023 | 2030
G1020 | active | 2023-11-21 | 2030-11-15 |  |  |  |  | In Progress (unknown study) | Klamath | OR | Klamath County, OR | 41035 | LaPine-Chiloquin No 1 230kV line. | West |  | Bonneville Power Administration | BPA |  | Transition Cluster | NRIS/ERIS | Generation | Solar | Battery |  | 508.5 | 515.1 |  | Solar+Battery | 2023 | 2030
G1023 | active | 2023-11-21 | 2030-06-01 |  |  |  |  | In Progress (unknown study) | Lake | OR | Lake County, OR | 41037 | Ponderosa Substation | West |  | Bonneville Power Administration | BPA |  | Transition Cluster | NRIS/ERIS | Generation | Solar | Battery |  | 508.5 | 515.1 |  | Solar+Battery | 2023 | 2030
G1024 | active | 2023-11-21 | 2030-11-15 |  |  |  |  | In Progress (unknown study) | Lake | OR | Lake County, OR | 41037 | Ponderosa Substation | West |  | Bonneville Power Administration | BPA |  | Transition Cluster | NRIS/ERIS | Generation | Solar | Battery |  | 508.5 | 515.1 |  | Solar+Battery | 2023 | 2030
G1025 | active | 2023-11-21 | 2029-12-01 |  |  |  |  | In Progress (unknown study) | Douglas | WA | Douglas County, WA | 53017 | Columbia Substation | West |  | Bonneville Power Administration | BPA |  | Transition Cluster | NRIS/ERIS | Generation | Solar | Wind | Battery | 508.5 | 530.4 | 515.1 | Solar+Wind+Battery | 2023 | 2029
G1030 | active | 2023-11-21 | 2028-12-29 |  |  |  |  | In Progress (unknown study) | Grant | WA | Grant County, WA | 53025 | Rocky Ford-Grand Coulee No 1 230kV line | West |  | Bonneville Power Administration | BPA |  | Transition Cluster | NRIS/ERIS | Generation | Solar | Battery |  | 200 | 100 |  | Solar+Battery | 2023 | 2028
G1037 | active | 2023-11-21 | 2030-12-31 |  |  |  |  | In Progress (unknown study) | Benton | WA | Benton County, WA | 53005 | Midway Substation | West |  | Bonneville Power Administration | BPA |  | Transition Cluster | NRIS/ERIS | Generation | Solar | Battery |  | 400 | 400 |  | Solar+Battery | 2023 | 2030
G1038 | active | 2023-11-21 | 2030-12-31 |  |  |  |  | In Progress (unknown study) | Benton | WA | Benton County, WA | 53005 | Midway Substation | West |  | Bonneville Power Administration | BPA |  | Transition Cluster | NRIS/ERIS | Generation | Solar | Battery |  | 400 | 400 |  | Solar+Battery | 2023 | 2030
G1039 | active | 2023-11-21 | 2030-12-31 |  |  |  |  | In Progress (unknown study) | Benton | WA | Benton County, WA | 53005 | Midway Substation at 230kV | West |  | Bonneville Power Administration | BPA |  | Transition Cluster | NRIS/ERIS | Generation | Solar | Battery |  | 400 | 400 |  | Solar+Battery | 2023 | 2030
G1040 | active | 2023-11-21 | 2030-12-31 |  |  |  |  | In Progress (unknown study) | Benton | WA | Benton County, WA | 53005 | Midway Substation at 230kV | West |  | Bonneville Power Administration | BPA |  | Transition Cluster | NRIS/ERIS | Generation | Solar | Battery |  | 400 | 400 |  | Solar+Battery | 2023 | 2030
G1041 | active | 2023-11-21 | 2027-01-06 |  |  |  |  | In Progress (unknown study) | Sherman | OR | Sherman County, OR | 41055 | Ashe-Marion No 2 500 kV line. | West |  | Bonneville Power Administration | BPA |  | Transition Cluster | NRIS/ERIS | Generation | Wind | Battery |  | 500 | 250 |  | Wind+Battery | 2023 | 2027
G1043 | active | 2023-11-21 | 2026-12-31 |  |  |  |  | In Progress (unknown study) | Grant | WA | Grant County, WA | 53025 | On the Rocky Ford-Coulee 230kV transmission line approximately 21 miles northeast of Rocky Ford substation. | West |  | Bonneville Power Administration | BPA |  | Transition Cluster | NRIS/ERIS | Generation | Solar | Battery |  | 150 | 150 |  | Solar+Battery | 2023 | 2026
G1044 | active | 2023-11-22 | 2026-12-31 |  |  |  |  | In Progress (unknown study) | Lane | OR | Lane County, OR | 41039 | On the Cheshire-Alderwood 115kV transmission line approximately 2.75 miles west of Cheshire substation. | West |  | Bonneville Power Administration | BPA |  | Transition Cluster | NRIS/ERIS | Generation | Solar | Battery |  | 21 | 21 |  | Solar+Battery | 2023 | 2026
G1045 | active | 2023-11-22 | 2026-12-31 |  |  |  |  | In Progress (unknown study) | Umatilla | OR | Umatilla County, OR | 41059 | Roundup Substation at 230 kV | West |  | Bonneville Power Administration | BPA |  | Transition Cluster | NRIS/ERIS | Generation | Solar | Battery |  | 32 | 32 |  | Solar+Battery | 2023 | 2026
G1046 | active | 2023-11-22 | 2026-12-31 |  |  |  |  | In Progress (unknown study) | Lane | OR | Lane County, OR | 41039 | On the Cheshire-Alderwood 115kV transmission line approximately 1 mile west of Cheshire substation. | West |  | Bonneville Power Administration | BPA |  | Transition Cluster | NRIS/ERIS | Generation | Solar | Battery |  | 100 | 100 |  | Solar+Battery | 2023 | 2026
G1047 | active | 2023-11-23 | 2026-12-31 |  |  |  |  | In Progress (unknown study) | Grant | WA | Grant County, WA | 53025 | On the Columbia-Coulee 230kV transmission line approximately 20 miles northeast of Columbia substation. | West |  | Bonneville Power Administration | BPA |  | Transition Cluster | NRIS/ERIS | Generation | Solar | Battery |  | 150 | 150 |  | Solar+Battery | 2023 | 2026
G1048 | active | 2023-11-22 | 2027-12-01 |  |  |  |  | In Progress (unknown study) | Mason | WA | Mason County, WA | 53045 | Shelton-Fairmont No 4 230 kV line | West |  | Bonneville Power Administration | BPA |  | Transition Cluster | NRIS/ERIS | Generation | Solar | Battery |  | 200 | 100 |  | Solar+Battery | 2023 | 2027
G1050 | active | 2023-11-22 | 2028-12-01 |  |  |  |  | In Progress (unknown study) | Deschutes | OR | Deschutes County, OR | 41017 | LaPine Substation at 230 kV | West |  | Bonneville Power Administration | BPA |  | Transition Cluster | NRIS/ERIS | Generation | Solar | Battery |  | 650 | 650 |  | Solar+Battery | 2023 | 2028
G1051 | active | 2023-11-22 | 2030-12-02 |  |  |  |  | In Progress (unknown study) | Deschutes | OR | Deschutes County, OR | 41017 | La Pine Substation at 230 kV | West |  | Bonneville Power Administration | BPA |  | Transition Cluster | NRIS/ERIS | Generation | Solar | Battery |  | 1300 | 1300 |  | Solar+Battery | 2023 | 2030
G1052 | active | 2023-11-22 | 2030-12-02 |  |  |  |  | In Progress (unknown study) | Deschutes | OR | Deschutes County, OR | 41017 | La Pine Substation at 230 kV | West |  | Bonneville Power Administration | BPA |  | Transition Cluster | NRIS/ERIS | Generation | Solar | Battery |  | 1300 | 1300 |  | Solar+Battery | 2023 | 2030
G1062 | active | 2024-01-22 | 2026-12-31 |  |  |  |  | In Progress (unknown study) | Umatilla | OR | Umatilla County, OR | 41059 | Longhorn 230kV | West |  | Bonneville Power Administration | BPA |  |  | ERIS | Generation | Solar | Battery |  | 130 | 75 |  | Solar+Battery | 2024 | 2026
G1063 | active | 2024-01-23 | 2026-12-01 |  |  |  |  | In Progress (unknown study) | Umatilla | OR | Umatilla County, OR | 41059 | Morrow Flat 230kV | West |  | Bonneville Power Administration | BPA |  |  | ERIS | Generation | Solar | Battery |  | 110 | 65 |  | Solar+Battery | 2024 | 2026
G1070 | active | 2024-08-19 | 2027-08-31 |  |  |  |  | In Progress (unknown study) | Columbia | WA | Columbia County, WA | 53013 | Tucannon River: Puget Sound Energ 115kV Feeder 1 | West |  | Bonneville Power Administration | BPA |  |  | ERIS | Generation | Solar | Battery |  | 109.6 | 109.9 |  | Solar+Battery | 2024 | 2027
G1072 | active | 2024-12-30 | 2027-09-30 |  |  |  |  | In Progress (unknown study) | Lewis | WA | Lewis County, WA | 53041 | CW Paul 500kV Substation | West |  | Bonneville Power Administration | BPA |  |  | ERIS | Generation | Solar | Wind | Battery | 182.6 | 173.6 | 310.3 | Solar+Wind+Battery | 2024 | 2027
100 | active | 2006-04-05 | 2025-08-01 |  |  | 2022-08-05 | Executed | IA Executed | Kern | CA | KERN, CA | 6029 | Vincent Substation 230kV | CAISO | WINDSTAR I ALTERNATE | SCE | CAISO |  |  | NRIS | Generation | Wind | Battery |  | 120 | 120 |  | Wind+Battery | 2006 | 2025
1062 | active | 2014-04-30 | 2026-06-01 |  |  |  | Executed | IA Executed | Yuma | AZ | YUMA, AZ | 4027 | Hoodoo Wash Switchyard 500 kV | CAISO | WHITE WING RANCH SOLAR | SDGE | CAISO |  | C07 | ERIS | Generation | Solar | Battery |  | 200 | 200 |  | Solar+Battery | 2014 | 2026
1074 | active | 2014-04-30 | 2026-12-02 |  |  | 2019-04-18 | Executed | IA Executed | Kern | CA | KERN, CA | 6029 | Whirlwind Substation 220 kV | CAISO | GASKELL WEST | SCE | CAISO |  | C07 | NRIS | Generation | Solar | Battery |  | 125 | 61.62 |  | Solar+Battery | 2014 | 2026
1129 | active | 2015-04-30 | 2028-12-29 |  |  | 2018-11-25 | Executed | IA Executed | Fresno | CA | FRESNO, CA | 6019 | Tranquility 230 kV | CAISO | LUNA VALLEY SOLAR | PGAE | CAISO |  | C08 | NRIS | Generation | Solar | Battery |  | 204 | 168.5 |  | Solar+Battery | 2015 | 2028
1135 | active | 2015-04-30 | 2025-12-23 |  |  | 2017-11-01 | Executed | IA Executed | Fresno | CA | FRESNO, CA | 6019 | Tranquility 230 kV | CAISO | SCARLET | PGAE | CAISO |  | C08 | NRIS | Generation | Solar | Battery |  | 400 | 400 |  | Solar+Battery | 2015 | 2025
1171 | active | 2015-04-30 | 2025-04-01 |  |  | 2021-11-29 | Executed | IA Executed | Yuma | AZ | YUMA, AZ | 4027 | Hoodoo Wash Switchyard 500 kV | CAISO | MCFARLAND SOLAR | SDGE | CAISO |  | C08 | NRIS | Generation | Solar | Battery |  | 500 | 435 |  | Solar+Battery | 2015 | 2025
1198 | active | 2015-04-30 | 2024-12-21 |  |  | 2018-11-30 | Executed | IA Executed | Riverside | CA | RIVERSIDE, CA | 6065 | Colorado River Substation 220kV | CAISO | QUARTZITE SOLAR 8 | SCE | CAISO |  | C08 | NRIS | Generation | Solar | Battery |  | 150 | 75 |  | Solar+Battery | 2015 | 2024
1204 | active | 2015-04-30 | 2025-11-27 |  |  | 2017-11-30 | Executed | IA Executed | San Bernardino | CA | SAN BERNARDINO, CA | 6071 | Kramer Substation 230kV | CAISO | ARATINA SOLAR CENTER 1 | SCE | CAISO |  | C08 | NRIS | Generation | Solar | Battery |  | 200 | 200 |  | Solar+Battery | 2015 | 2025
1207 | active | 2015-04-30 | 2027-01-28 |  |  | 2017-11-07 | Executed | IA Executed | San Bernardino | CA | SAN BERNARDINO, CA | 6071 | Calcite Substation 230kV | CAISO | SIENNA SOLAR FARM | SCE | CAISO |  | C08 | NRIS | Generation | Solar | Battery |  | 200 | 200 |  | Solar+Battery | 2015 | 2027
1208 | active | 2015-04-30 | 2025-11-27 |  |  | 2019-05-08 | Executed | IA Executed | Los Angeles | CA | LOS ANGELES, CA | 6037 | Antelope Substation 220kV | CAISO | ANTELOPE SOLAR 2 | SCE | CAISO |  | C08 | NRIS | Generation | Solar | Battery |  | 423 | 358.88 |  | Solar+Battery | 2015 | 2025
1211 | active | 2015-04-30 | 2025-05-15 |  |  |  | Executed | IA Executed | Kern | CA | KERN, CA | 6029 | Whirlwind Substation 230kV | CAISO | ROSAMOND SOUTH EAST | SCE | CAISO |  | C08 | NRIS | Generation | Solar | Battery |  | 100 | 92 |  | Solar+Battery | 2015 | 2025
1215 | active | 2015-04-30 | 2024-10-01 |  |  | 2022-12-12 | Executed | IA Executed | Kern | CA | KERN, CA | 6029 | Whirlwind Substation 230kV | CAISO | RABBITBRUSH SOLAR | SCE | CAISO |  | C08 | NRIS | Generation | Solar | Battery |  | 100 | 70 |  | Solar+Battery | 2015 | 2024
1223 | active | 2016-05-02 | 2028-01-19 |  |  | 2023-12-18 | Executed | IA Executed | Kings | CA | KINGS, CA | 6031 | Mustang 230 kV | CAISO | DAYLIGHT | PGAE | CAISO |  | C09 | NRIS | Generation | Solar | Battery |  | 310.707 | 300 |  | Solar+Battery | 2016 | 2028
1242 | active | 2016-05-02 | 2026-06-30 |  |  | 2020-01-07 | Executed | IA Executed | Kings | CA | KINGS, CA | 6031 | Gates 230 kV | CAISO | PLUOT | PGAE | CAISO |  | C09 | NRIS | Generation | Solar | Battery |  | 254 | 225 |  | Solar+Battery | 2016 | 2026
1243 | active | 2016-05-02 | 2025-12-20 |  |  | 2020-01-07 | Executed | IA Executed | Kings | CA | KINGS, CA | 6031 | Gates 230 kV | CAISO | POMEGRANATE | PGAE | CAISO |  | C09 | NRIS | Generation | Solar | Battery |  | 254 | 225 |  | Solar+Battery | 2016 | 2025
1314 | active | 2016-05-02 | 2023-08-06 |  |  | 2018-12-06 | Executed | IA Executed | San Bernardino | CA | SAN BERNARDINO, CA | 6071 | Kramer Substation 230kV | CAISO | DAGGETT SOLAR 3 | SCE | CAISO |  | C09 | NRIS | Generation | Solar | Battery |  | 313.88 | 208 |  | Solar+Battery | 2016 | 2023
1319 | active | 2016-05-02 | 2024-10-01 |  |  | 2018-11-20 | Executed | IA Executed | Kern | CA | KERN, CA | 6029 | Whirlwind Substation 230kV | CAISO | WILLY 9 | SCE | CAISO |  | C09 | NRIS | Generation | Solar | Battery |  | 259.842 | 250 |  | Solar+Battery | 2016 | 2024
1322 | active | 2016-05-02 | 2025-07-01 |  |  | 2019-10-11 | Executed | IA Executed | Kern | CA | KERN, CA | 6029 | Whirlwind Substation 230kV | CAISO | SOLAR STAR 3 | SCE | CAISO |  | C09 | NRIS | Generation | Solar | Battery |  | 25 | 24.95 |  | Solar+Battery | 2016 | 2025
1323 | active | 2016-05-02 | 2025-08-01 |  |  | 2019-10-11 | Executed | IA Executed | Kern | CA | KERN, CA | 6029 | Whirlwind Substation 230kV | CAISO | SOLAR STAR 4 | SCE | CAISO |  | C09 | NRIS | Generation | Solar | Battery |  | 25.05 | 24.95 |  | Solar+Battery | 2016 | 2025
1327 | active | 2016-05-02 | 2025-05-15 |  |  |  | Executed | IA Executed | Kern | CA | KERN, CA | 6029 | Whirlwind Substation 230kV | CAISO | CYCLONE SOLAR | SCE | CAISO |  | C09 | NRIS | Generation | Solar | Battery |  | 40 | 25 |  | Solar+Battery | 2016 | 2025
1335 | active | 2016-05-02 | 2026-12-01 |  |  | 2018-12-04 | Executed | IA Executed | Kern | CA | KERN, CA | 6029 | Pastoria Substation 230kV | CAISO | PASTORIA SOLAR | SCE | CAISO |  | C09 | NRIS | Generation | Solar | Battery |  | 106.875 | 80 |  | Solar+Battery | 2016 | 2026
1347 | active | 2016-05-02 | 2026-10-01 |  |  | 2018-12-03 | Executed | IA Executed | Clark | NV | CLARK, NV | 32003 | Sloan Canyon Switching Station 230kV | CAISO | ROCCASECCA BESS | GLW | CAISO |  | C09 | NRIS | Generation | Wind | Battery |  | 310 | 95 |  | Wind+Battery | 2016 | 2026
1349 | active | 2017-05-01 | 2025-12-31 |  |  | 2019-11-26 | Executed | IA Executed | Alameda | CA | ALAMEDA, CA | 6001 | Cayetano 230 kV | CAISO | ARAMIS POWER PLANT | PGAE | CAISO |  | C10 | NRIS | Generation | Solar | Battery |  | 101.4 | 101.3 |  | Solar+Battery | 2017 | 2025
138 | active | 2006-10-23 | 2030-02-01 |  |  | 2014-10-09 | Executed | IA Executed | Riverside | CA | RIVERSIDE, CA | 6065 | Devers Substation 220 kV | CAISO | SANDSTORM WIND POWER | SCE | CAISO |  |  | NRIS | Generation | Wind | Battery |  | 60 | 90 |  | Wind+Battery | 2006 | 2030
1382 | active | 2017-05-01 | 2025-05-07 |  |  | 2021-03-11 | Executed | IA Executed | Merced | CA | MERCED, CA | 6047 | Los Banos 230 kV | CAISO | LAS CAMAS 1 | PGAE | CAISO |  | C10 | NRIS | Generation | Solar | Battery |  | 102.5 | 100 |  | Solar+Battery | 2017 | 2025
1389 | active | 2017-05-01 | 2024-12-15 |  |  | 2021-12-28 | Executed | IA Executed | Fresno | CA | FRESNO, CA | 6019 | Gates 230 kV | CAISO | REDUX SOLAR | PGAE | CAISO |  | C10 | NRIS | Generation | Solar | Battery |  | 128.24 | 61.25 |  | Solar+Battery | 2017 | 2024
1391 | active | 2017-05-01 | 2025-12-31 |  |  | 2020-09-02 | Executed | IA Executed | Fresno | CA | FRESNO, CA | 6019 | Tranquility 230 kV | CAISO | SONRISA | PGAE | CAISO |  | C10 | NRIS | Generation | Solar | Battery |  | 200 | 184 |  | Solar+Battery | 2017 | 2025
1394 | active | 2017-05-01 | 2026-11-01 |  |  | 2021-04-07 | Executed | IA Executed | Kern | CA | KERN, CA | 6029 | Midway 115 kV | CAISO | DRIFTWOOD STELLA | PGAE | CAISO |  | C10 | ERIS | Generation | Solar | Battery |  | 207.4 | 184 |  | Solar+Battery | 2017 | 2026
1397 | active | 2017-05-01 | 2025-12-31 |  |  | 2020-09-14 | Executed | IA Executed | Kern | CA | KERN, CA | 6029 | Wheeler Ridge 70 kV | CAISO | SANDRINI SOL 1 | PGAE | CAISO |  | C10 | NRIS | Generation | Solar | Battery |  | 100 | 92 |  | Solar+Battery | 2017 | 2025
1402 | active | 2017-05-01 | 2027-10-31 |  |  | 2021-01-10 | Executed | IA Executed | La Paz | AZ | LA PAZ, AZ | 4012 | Delaney-Colorado River 500 kV Line | CAISO | ATLAS COMPLEX | DCRT | CAISO |  | C10 | NRIS | Generation | Solar | Battery |  | 3200 | 1920 |  | Solar+Battery | 2017 | 2027
1405 | active | 2017-05-01 | 2025-05-01 |  |  | 2018-12-21 | Executed | IA Executed | Riverside | CA | RIVERSIDE, CA | 6065 | Red Bluff Substation 230kV | CAISO | ATHOS POWER PLANT | SCE | CAISO |  | C10 | NRIS | Generation | Solar | Battery |  | 458 | 450 |  | Solar+Battery | 2017 | 2025
1413 | active | 2017-05-01 | 2025-02-03 |  |  | 2020-11-09 | Executed | IA Executed | San Bernardino | CA | SAN BERNARDINO, CA | 6071 | Roadway Substation 115kV bus | CAISO | BALDY MESA | SCE | CAISO |  | C10 | NRIS | Generation | Solar | Battery |  | 150 | 75 |  | Solar+Battery | 2017 | 2025
1419 | active | 2017-05-01 | 2027-12-31 |  |  | 2019-11-20 | Executed | IA Executed | Kern | CA | KERN, CA | 6029 | Whirlwind Substation 230kV | CAISO | CAMINO SOLAR | SCE | CAISO |  | C10 | NRIS | Generation | Solar | Battery |  | 44.88 | 13.4 |  | Solar+Battery | 2017 | 2027
1432 | active | 2017-05-01 | 2026-05-01 |  |  | 2021-04-12 | Executed | IA Executed | San Diego | CA | SAN DIEGO, CA | 6073 | Boulevard East Substation 69 kV | CAISO | STARLIGHT SOLAR | SDGE | CAISO |  | C10 | NRIS | Generation | Solar | Battery |  | 20 | 17.4 |  | Solar+Battery | 2017 | 2026
1435 | active | 2017-05-01 | 2026-03-06 |  |  |  | Executed | IA Executed | Yuma | AZ | YUMA, AZ | 4027 | Hoodoo Wash Switchyard 500 kV | CAISO | VIKTORIA SOLAR | SDGE | CAISO |  | C10 | ERIS | Generation | Solar | Battery |  | 250 | 250 |  | Solar+Battery | 2017 | 2026
1443 | active | 2018-04-16 | 2025-12-15 |  |  | 2020-10-30 | Executed | IA Executed | Tulare | CA | TULARE, CA | 6107 | Olive 115 kV | CAISO | ANGELA | PGAE | CAISO |  | C11 | NRIS | Generation | Solar | Battery |  | 40 | 20 |  | Solar+Battery | 2018 | 2025
1455 | active | 2018-04-16 | 2026-06-01 |  |  |  | Executed | IA Executed | Colusa | CA | COLUSA, CA | 6011 | Cortina 60 kV | CAISO | JANUS | PGAE | CAISO |  | C11 | NRIS | Generation | Solar | Battery |  | 83.54 | 80 |  | Solar+Battery | 2018 | 2026
1456 | active | 2018-04-16 | 2025-08-30 |  |  | 2022-03-28 | Executed | IA Executed | Merced | CA | MERCED, CA | 6047 | Los Banos 230 kV | CAISO | LAS CAMAS 3 | PGAE | CAISO |  | C11 | NRIS | Generation | Solar | Battery |  | 102.5 | 100 |  | Solar+Battery | 2018 | 2025
1493 | active | 2018-04-16 | 2025-03-09 |  |  | 2020-06-11 | Executed | IA Executed | Kern | CA | KERN, CA | 6029 | Arco 70 kV | CAISO | AZALEA | PGAE | CAISO |  | C11 | NRIS | Generation | Solar | Battery |  | 61.3 | 38 |  | Solar+Battery | 2018 | 2025
1495 | active | 2018-04-16 | 2025-02-20 |  |  | 2021-12-28 | Executed | IA Executed | Kern | CA | KERN, CA | 6029 | Arco 230 kV | CAISO | CHALAN SOLAR | PGAE | CAISO |  | C11 | NRIS | Generation | Solar | Battery |  | 66.6 | 25.2 |  | Solar+Battery | 2018 | 2025
1496 | active | 2018-04-16 | 2025-06-21 |  |  |  | Executed | IA Executed | Colusa | CA | COLUSA, CA | 6011 | Delevan 230 kV | CAISO | DESCENDANT RANCH 1 | PGAE | CAISO |  | C11 | NRIS | Generation | Solar | Battery |  | 513.5 | 510 |  | Solar+Battery | 2018 | 2025
1499 | active | 2018-04-16 | 2026-08-31 |  |  | 2020-06-05 | Executed | IA Executed | Kern | CA | KERN, CA | 6029 | Lakeview 70 kV | CAISO | JASMINE | PGAE | CAISO |  | C11 | NRIS | Generation | Solar | Battery |  | 71.161 | 70 |  | Solar+Battery | 2018 | 2026
1510 | active | 2018-04-16 | 2025-06-01 |  |  | 2020-05-07 | Executed | IA Executed | Kern | CA | KERN, CA | 6029 | Windhub Substation 230kV | CAISO | BELLEFIELD SOLAR FARM | SCE | CAISO |  | C11 | NRIS | Generation | Solar | Battery |  | 500 | 500 |  | Solar+Battery | 2018 | 2025
1516 | active | 2018-04-16 | 2024-12-20 |  |  | 2020-07-02 | Executed | IA Executed | Tulare | CA | TULARE, CA | 6107 | Vestal Substation 230kV | CAISO | REXFORD SOLAR FARM | SCE | CAISO |  | C11 | NRIS | Generation | Solar | Battery |  | 300 | 240 |  | Solar+Battery | 2018 | 2024
1518 | active | 2018-04-16 | 2025-10-01 |  |  | 2020-05-19 | Executed | IA Executed | Kern | CA | KERN, CA | 6029 | Windhub Substation 230kV | CAISO | SANBORN SOLAR 2 | SCE | CAISO |  | C11 | NRIS | Generation | Solar | Battery |  | 334 | 372.5 |  | Solar+Battery | 2018 | 2025
1519 | active | 2018-04-16 | 2025-02-03 |  |  | 2020-11-04 | Executed | IA Executed | San Bernardino | CA | SAN BERNARDINO, CA | 6071 | Roadway Substation 115kV | CAISO | BALDY MESA 2 | SCE | CAISO |  | C11 | NRIS | Generation | Solar | Battery |  | 50 | 75 |  | Solar+Battery | 2018 | 2025
1522 | active | 2018-04-16 | 2027-09-15 |  |  |  |  | System Impact Study | Clark | NV | CLARK, NV | 32003 | Mohave Substation 500kV | CAISO | ARIDA SOLAR FARM | SCE | CAISO |  | C11 | NRIS | Generation | Solar | Battery |  | 370 | 370 |  | Solar+Battery | 2018 | 2027
1529 | active | 2018-04-16 | 2025-06-22 |  |  | 2023-01-05 | Executed | IA Executed | La Paz | AZ | LA PAZ, AZ | 4012 | Delaney-Colorado River 500 kV Line | CAISO | CENTENNIAL FLATS | DCRT | CAISO |  | C11 | NRIS | Generation | Solar | Battery |  | 500 | 250 |  | Solar+Battery | 2018 | 2025
1532 | active | 2018-04-16 | 2026-10-31 |  |  | 2020-05-14 | Executed | IA Executed | San Diego | CA | SAN DIEGO, CA | 6073 | Carrizo Gorge Switchyard 138 kV | CAISO | KETTLE SOLAR ONE | SDGE | CAISO |  | C11 | NRIS | Generation | Solar | Battery |  | 90 | 90 |  | Solar+Battery | 2018 | 2026
1534 | active | 2018-04-16 | 2027-12-31 |  |  |  |  | System Impact Study | Maricopa | AZ | MARICOPA, AZ | 4013 | Hassayampa Common Bus 500 kV | CAISO | VULCAN | SDGE | CAISO |  | C11 | ERIS | Generation | Solar | Battery |  | 225 | 28.8 |  | Solar+Battery | 2018 | 2027
1568 | active | 2019-04-15 | 2021-12-31 |  |  |  | In Progress | In Progress (unknown study) | Kings | CA | KINGS, CA | 6031 | Henrietta-Lemoore NAS 70 kV | CAISO | AIR STATION 1 | PGAE | CAISO |  | C12 | ERIS | Generation | Solar | Battery |  | 21.05 | 21.05 |  | Solar+Battery | 2019 | 2021
1586 | active | 2019-04-15 | 2026-11-03 |  |  | 2023-05-23 | Executed | IA Executed | Kern | CA | KERN, CA | 6029 | Arco 230 kV | CAISO | ARCTURUS | PGAE | CAISO |  | C12 | ERIS | Generation | Solar | Battery |  | 151.794 | 152.29 |  | Solar+Battery | 2019 | 2026
1587 | active | 2019-04-15 | 2026-01-15 |  |  | 2023-02-14 | Executed | IA Executed | Kern | CA | KERN, CA | 6029 | Arco 230 kV | CAISO | KINGSROAD HYBRID SOLAR | PGAE | CAISO |  | C12 | ERIS | Generation | Solar | Battery |  | 101.78 | 101.78 |  | Solar+Battery | 2019 | 2026
1593 | active | 2019-04-15 | 2028-01-24 |  |  | 2022-09-25 | Executed | IA Executed | Kings | CA | KINGS, CA | 6031 | Gates-Midway 230 kV Line | CAISO | PELICANS JAW HYBRID SOLAR | PGAE | CAISO |  | C12 | NRIS | Generation | Solar | Battery |  | 500 | 500 |  | Solar+Battery | 2019 | 2028
1596 | active | 2019-04-15 | 2026-12-01 |  |  | 2021-11-15 | Executed | IA Executed | Kern | CA | KERN, CA | 6029 | Midway 500 kV | CAISO | BUTTONBUSH SOLAR HYBRID ENERGY CENTER | PGAE | CAISO |  | C12 | NRIS | Generation | Solar | Battery |  | 818 | 818 |  | Solar+Battery | 2019 | 2026
1604 | active | 2019-04-15 | 2025-10-29 |  |  | 2021-07-29 | Executed | IA Executed | Kern | CA | KERN, CA | 6029 | Kramer Substation 230kV | CAISO | ARATINA SOLAR CENTER 2 | SCE | CAISO |  | C12 | NRIS | Generation | Solar | Battery |  | 200 | 200 |  | Solar+Battery | 2019 | 2025
1617 | active | 2019-04-15 | 2025-11-01 |  |  | 2023-10-31 | Executed | IA Executed | San Bernardino | CA | SAN BERNARDINO, CA | 6071 | Kramer Substation 230kV | CAISO | LOCKHART SOLAR 2 | SCE | CAISO |  | C12 | NRIS | Generation | Solar | Battery |  | 105 | 59.7 |  | Solar+Battery | 2019 | 2025
1625 | active | 2019-04-15 | 2026-04-01 |  |  | 2022-01-28 | Executed | IA Executed | Los Angeles | CA | LOS ANGELES, CA | 6037 | Vincent Substation 500kV | CAISO | ANGELENO SOLAR FARM | SCE | CAISO |  | C12 | NRIS | Generation | Solar | Battery |  | 1150 | 1150 |  | Solar+Battery | 2019 | 2026
1631 | active | 2019-04-15 | 2024-09-01 |  |  | 2021-02-07 | Executed | IA Executed | Kern | CA | KERN, CA | 6029 | Windhub Substation 220kV | CAISO | BELLEFIELD 2 SOLAR FARM | SCE | CAISO |  | C12 | NRIS | Generation | Solar | Battery |  | 500 | 500 |  | Solar+Battery | 2019 | 2024
1632 | active | 2019-04-15 | 2026-07-01 |  |  |  | Executed | IA Executed | Kern | CA | KERN, CA | 6029 | Windhub Substation 500kV | CAISO | SANBORN HYBRID 3 | SCE | CAISO |  | C12 | NRIS | Generation | Solar | Battery |  | 778.5456 | 671.55 |  | Solar+Battery | 2019 | 2026
1636 | active | 2019-04-15 | 2031-10-28 |  |  |  | Executed | IA Executed | Riverside | CA | RIVERSIDE, CA | 6065 | Colorado River Substation 230kV | CAISO | CALYPSO SOLAR | SCE | CAISO |  | C12 | ERIS | Generation | Solar | Battery |  | 400 | 400 |  | Solar+Battery | 2019 | 2031
1642 | active | 2019-04-15 | 2026-04-15 |  |  | 2021-04-27 | Executed | IA Executed | Riverside | CA | RIVERSIDE, CA | 6065 | Red Bluff Substation 500kV | CAISO | OBERON | SCE | CAISO |  | C12 | NRIS | Generation | Solar | Battery |  | 518.4 | 518.4 |  | Solar+Battery | 2019 | 2026
1643 | active | 2019-04-15 | 2030-04-01 |  |  | 2023-04-13 | Executed | IA Executed | Riverside | CA | RIVERSIDE, CA | 6065 | Red Bluff Substation 500kV | CAISO | LYCAN SOLAR | SCE | CAISO |  | C12 | NRIS | Generation | Solar | Battery |  | 400 | 400 |  | Solar+Battery | 2019 | 2030
1647 | active | 2019-04-15 | 2027-12-30 |  |  |  |  | System Impact Study | Clark | NV | CLARK, NV | 32003 | Mohave Substation 500kV | CAISO | ARIDA 2 SOLAR FARM | SCE | CAISO |  | C12 | NRIS | Generation | Solar | Battery |  | 700 | 700 |  | Solar+Battery | 2019 | 2027
1649 | active | 2019-04-15 | 2028-09-30 |  |  | 2021-11-22 | Executed | IA Executed | Clark | NV | CLARK, NV; NYE, NV | 3200332023 | Innovation Substation 230 kV | CAISO | BONANZA SOLAR | GLW | CAISO |  | C12 | NRIS | Generation | Solar | Battery |  | 300 | 150 |  | Solar+Battery | 2019 | 2028
1650 | active | 2019-04-15 | 2028-07-31 |  |  |  | Executed | IA Executed | Nye | NV | NYE, NV | 32023 | Trout Canyon Substation 230 kV | CAISO | ROUGH HAT HYBRID SOLAR | GLW | CAISO |  | C12 | NRIS | Generation | Solar | Battery |  | 204 | 200 |  | Solar+Battery | 2019 | 2028
1654 | active | 2019-04-15 | 2027-12-31 |  |  | 2023-03-01 | Executed | IA Executed | Clark | NV | CLARK, NV | 32003 | Trout Canyon Substation 230 kV | CAISO | YELLOW PINE 3 | GLW | CAISO |  | C12 | NRIS | Generation | Solar | Battery |  | 261.954 | 254.98 |  | Solar+Battery | 2019 | 2027
1655 | active | 2019-04-12 | 2027-12-31 |  |  | 2022-06-08 | Executed | IA Executed | Clark | NV | CLARK, NV; NYE, NV | 3200332023 | Trout Canyon Substation 230 kV | CAISO | BONANZA PEAK SOLAR FARM | GLW | CAISO |  | C12 | NRIS | Generation | Solar | Battery |  | 441 | 200 |  | Solar+Battery | 2019 | 2027
1663 | active | 2019-04-15 | 2028-01-31 |  |  |  |  | System Impact Study | Yuma | AZ | YUMA, AZ | 4027 | Hoodoo Wash Switchyard 500 kV | CAISO | HOODINI | SDGE | CAISO |  | C12 | ERIS | Generation | Solar | Battery |  | 459.54 | 112.63 |  | Solar+Battery | 2019 | 2028
1665 | active | 2019-04-15 | 2030-01-31 |  |  |  | Executed | IA Executed | Imperial | CA | IMPERIAL, CA | 6025 | Imperial Valley Substation 230 kV | CAISO | KINGSLEY SOLAR FARM | SDGE | CAISO |  | C12 | NRIS | Generation | Solar | Battery |  | 360 | 360 |  | Solar+Battery | 2019 | 2030
1667 | active | 2019-04-15 | 2029-11-18 |  |  |  | Executed | IA Executed | Imperial | CA | IMPERIAL, CA | 6025 | Imperial Valley Substation 230 kV | CAISO | SUNRISE BUTTE | SDGE | CAISO |  | C12 | ERIS | Generation | Solar | Battery |  | 0 | 150 |  | Solar+Battery | 2019 | 2029
1678 | active | 2020-04-15 | 2030-04-01 |  |  |  |  | System Impact Study | Maricopa | AZ | MARICOPA, AZ | 4013 | Delaney Substation 500 kV | CAISO | HARQUAHALA SUNRISE | DCRT | CAISO |  | C13 | NRIS | Generation | Solar | Battery |  | 308.926 | 308.926 |  | Solar+Battery | 2020 | 2030
1687 | active | 2020-04-15 | 2023-01-01 |  |  |  |  | System Impact Study | Yolo | CA | YOLO, CA | 6113 | Woodland-Davis 115 kV Line | CAISO | CONAWAY HYBRID POWER PLANT | PGAE | CAISO |  | C13 | ERIS | Generation | Solar | Battery |  | 84.9957 | 84.8117 |  | Solar+Battery | 2020 | 2023
1691 | active | 2020-04-15 | 2028-02-11 |  |  |  | Executed | IA Executed | Solano | CA | SOLANO, CA | 6095 | Birds Landing 230 kV | CAISO | FORTIS | PGAE | CAISO |  | C13 | ERIS | Generation | Solar | Wind | Battery | 205.02 | 207.2 | 203.94 | Solar+Wind+Battery | 2020 | 2028
1702 | active | 2020-04-15 | 2028-05-11 |  |  | 2022-10-31 | Executed | IA Executed | San Joaquin | CA | SAN JOAQUIN, CA | 6077 | Tesla 500 kV | CAISO | POTENTIA-VIRIDI | PGAE | CAISO |  | C13 | NRIS | Generation | Solar | Wind | Battery | 410.04 | 408.8 | 405.9 | Solar+Wind+Battery | 2020 | 2028
1709 | active | 2020-04-15 | 2028-04-30 |  |  |  | Executed | IA Executed | Fresno | CA | FRESNO, CA | 6019 | Crescent 70 kV | CAISO | ROSEMARY | PGAE | CAISO |  | C13 | NRIS | Generation | Solar | Battery |  | 36.1746 | 36.1746 |  | Solar+Battery | 2020 | 2028
1718 | active | 2020-04-15 | 2026-03-31 |  |  |  | Executed | IA Executed | Merced | CA | MERCED, CA | 6047 | Los Banos 70 kV | CAISO | GONZAGA HYBRID | PGAE | CAISO |  | C13 | NRIS | Generation | Wind | Battery |  | 60.45 | 54.94 |  | Wind+Battery | 2020 | 2026
1728 | active | 2020-04-15 | 2027-05-26 |  |  | 2023-12-17 | Executed | IA Executed | Merced | CA | MERCED, CA | 6047 | Mercy Springs 70 kV | CAISO | ZETA | PGAE | CAISO |  | C13 | NRIS | Generation | Solar | Battery |  | 77.4774 | 77.4774 |  | Solar+Battery | 2020 | 2027
1736 | active | 2020-04-15 | 2027-05-01 |  |  |  | In Progress | In Progress (unknown study) | Kern | CA | KERN, CA | 6029 | Arco 230 kV | CAISO | HAWKINS SOLAR HYBRID | PGAE | CAISO |  | C13 | NRIS | Generation | Solar | Battery |  | 250 | 250 |  | Solar+Battery | 2020 | 2027
1740 | active | 2020-04-15 | 2024-11-30 |  |  |  |  | System Impact Study | Kern | CA | KERN, CA | 6029 | Arco 230 kV | CAISO | PUFF HYBRID SOLAR | PGAE | CAISO |  | C13 | NRIS | Generation | Solar | Battery |  | 101.8 | 101.8 |  | Solar+Battery | 2020 | 2024
1744 | active | 2020-04-15 | 2030-12-26 |  |  | 2024-01-09 | Executed | IA Executed | Kern | CA | KERN, CA | 6029 | Lamont 115 kV | CAISO | CRYSTAL FLATS | PGAE | CAISO |  | C13 | ERIS | Generation | Solar | Battery |  | 103.455 | 51.401 |  | Solar+Battery | 2020 | 2030
1751 | active | 2020-04-15 | 2028-12-10 |  |  |  | Executed | IA Executed | Kern | CA | KERN, CA | 6029 | Midway 115 kV | CAISO | WINSTON HYBRID PV AND BESS | PGAE | CAISO |  | C13 | NRIS | Generation | Solar | Battery |  | 204 | 102 |  | Solar+Battery | 2020 | 2028
1757 | active | 2020-04-15 | 2027-05-31 |  |  | 2023-05-01 | Executed | IA Executed | Riverside | CA | RIVERSIDE, CA | 6065 | Colorado River Substation 220kV | CAISO | COBALT | SCE | CAISO |  | C13 | ERIS | Generation | Solar | Battery |  | 256.41 | 256.202 |  | Solar+Battery | 2020 | 2027
1761 | active | 2020-04-15 | 2027-05-31 |  |  |  | Executed | IA Executed | Riverside | CA | RIVERSIDE, CA | 6065 | Colorado River Substation 230kV | CAISO | GRACE ENERGY CENTER | SCE | CAISO |  | C13 | NRIS | Generation | Solar | Battery |  | 508.56 | 508.56 |  | Solar+Battery | 2020 | 2027
1763 | active | 2020-04-15 | 2029-01-31 |  |  |  |  | System Impact Study | Riverside | CA | RIVERSIDE, CA | 6065 | DEVERS SUBSTATION 220kV | CAISO | PORTA | SCE | CAISO |  | C13 | ERIS | Generation | Solar | Wind | Battery | 203.76 | 207.2 | 204.16 | Solar+Wind+Battery | 2020 | 2029
1764 | active | 2020-04-15 | 2025-12-01 |  |  |  | Executed | IA Executed | Riverside | CA | RIVERSIDE, CA | 6065 | Red Bluff Substation 230kV | CAISO | SAPPHIRE SOLAR | SCE | CAISO |  | C13 | NRIS | Generation | Solar | Battery |  | 126.2907 | 117 |  | Solar+Battery | 2020 | 2025
1774 | active | 2020-04-15 | 2027-05-01 |  |  | 2024-02-17 | Executed | IA Executed | San Bernardino | CA | SAN BERNARDINO, CA | 6071 | Kramer Substation 230kV | CAISO | OVERNIGHT SOLAR | SCE | CAISO |  | C13 | NRIS | Generation | Solar | Battery |  | 150 | 150 |  | Solar+Battery | 2020 | 2027
1775 | active | 2020-04-15 | 2025-11-01 |  |  | 2023-10-31 | Executed | IA Executed | San Bernardino | CA | SAN BERNARDINO, CA | 6071 | Kramer Junction Substation 230kV | CAISO | SEGS EXPANSION 2 HYBRID | SCE | CAISO |  | C13 | ERIS | Generation | Solar | Battery |  | 100 | 45 |  | Solar+Battery | 2020 | 2025
1776 | active | 2020-04-15 | 2027-10-01 |  |  | 2023-12-08 | Executed | IA Executed | San Bernardino | CA | SAN BERNARDINO, CA | 6071 | COOLWATER SUBSTATION 115kV | CAISO | VENTOSO | SCE | CAISO |  | C13 | ERIS | Generation | Solar | Wind | Battery | 206.59 | 212.18 | 204.16 | Solar+Wind+Battery | 2020 | 2027
1779 | active | 2020-04-15 | 2027-04-01 |  |  | 2023-06-28 | Executed | IA Executed | Kern | CA | KERN, CA | 6029 | Windhub Substation 230kV | CAISO | BELLEFIELD 3 SOLAR FARM | SCE | CAISO |  | C13 | ERIS | Generation | Solar | Battery |  | 150 | 150 |  | Solar+Battery | 2020 | 2027
1782 | active | 2020-04-15 | 2028-03-31 |  |  | 2023-12-29 | Executed | IA Executed | Kern | CA | KERN, CA | 6029 | Whirlwind Substation 230kV | CAISO | WILLOW ROCK ENERGY STORAGE | SCE | CAISO |  | C13 | NRIS | Generation | Other | Battery |  | 512 | 108 |  | Other+Battery | 2020 | 2028
1789 | active | 2020-04-15 | 2026-09-01 |  |  |  |  | System Impact Study | Tulare | CA | TULARE, CA | 6107 | Vestal Substation 230kV | CAISO | REXFORD 2 SOLAR FARM | SCE | CAISO |  | C13 | NRIS | Generation | Solar | Battery |  | 200 | 200 |  | Solar+Battery | 2020 | 2026
1790 | active | 2020-04-15 | 2025-10-01 |  |  |  | Executed | IA Executed | Kern | CA | KERN, CA | 6029 | Windhub Substation 230kV | CAISO | SANBORN HYBRID 4 | SCE | CAISO |  | C13 | ERIS | Generation | Solar | Battery |  | 50 | 50 |  | Solar+Battery | 2020 | 2025
1792 | active | 2020-04-15 | 2031-04-01 |  |  |  |  | System Impact Study | Tulare | CA | TULARE, CA | 6107 | Vestal Substation 230 kV | CAISO | SEQUOIA | SCE | CAISO |  | C13 | NRIS | Generation | Solar | Battery |  | 200 | 200 |  | Solar+Battery | 2020 | 2031
1795 | active | 2020-04-15 | 2030-07-01 |  |  |  |  | System Impact Study | Clark | NV | CLARK, NV | 32003 | Mohave Substation 500kV | CAISO | ARIDA 3 SOLAR FARM | SCE | CAISO |  | C13 | NRIS | Generation | Solar | Battery |  | 450 | 450 |  | Solar+Battery | 2020 | 2030
1798 | active | 2020-04-15 | 2027-12-31 |  |  |  |  | System Impact Study | Inyo | CA | INYO, CA | 6027 | Trout Canyon Substation 230 kV | CAISO | CALVADA SPRINGS SOLAR | GLW | CAISO |  | C13 | NRIS | Generation | Solar | Battery |  | 250 | 250 |  | Solar+Battery | 2020 | 2027
1799 | active | 2020-04-15 | 2027-12-01 |  |  |  | Executed | IA Executed | Clark | NV | CLARK, NV | 32003 | Trout Canyon Substation 230 kV | CAISO | ROUGH HAT 2 | GLW | CAISO |  | C13 | NRIS | Generation | Solar | Battery |  | 203.8 | 203.8 |  | Solar+Battery | 2020 | 2027
1800 | active | 2020-04-15 | 2027-12-31 |  |  |  | Executed | IA Executed | Clark | NV | CLARK, NV | 32003 | Trout Canyon Substation 230 kV | CAISO | PURPLE SAGE ENERGY CENTER | GLW | CAISO |  | C13 | NRIS | Generation | Solar | Battery |  | 409.2 | 408.24 |  | Solar+Battery | 2020 | 2027
1801 | active | 2020-04-15 | 2027-12-01 |  |  |  | Executed | IA Executed | Nye | NV | NYE, NV | 32023 | Gamebird Substation 230 kV | CAISO | WATER ROCK SOLAR 1 | GLW | CAISO |  | C13 | NRIS | Generation | Solar | Battery |  | 200 | 200 |  | Solar+Battery | 2020 | 2027
1812 | active | 2020-04-15 | 2026-12-01 |  |  |  | Executed | IA Executed | Yuma | AZ | YUMA, AZ | 4027 | Hoodoo Wash Switchyard 500 kV | CAISO | DATELAND ENERGY COMPLEX | SDGE | CAISO |  | C13 | NRIS | Generation | Solar | Battery |  | 237.5 | 112.5 |  | Solar+Battery | 2020 | 2026
1818 | active | 2020-04-15 | 2025-12-31 |  |  |  |  | System Impact Study | Maricopa | AZ | MARICOPA, AZ | 4013 | Hassayampa Common Bus 500 kV | CAISO | SADDLE MOUNTAIN SOLAR | SDGE | CAISO |  | C13 | ERIS | Generation | Solar | Battery |  | 126.9 | 62.1 |  | Solar+Battery | 2020 | 2025
1887 | active | 2021-04-15 | 2030-12-16 |  |  |  | Executed | IA Executed | San Joaquin | CA | SAN JOAQUIN, CA | 6077 | Rancho Seco-Bellota #1 230 kV Line | CAISO | PRESIDIO | PGAE | CAISO |  | C14 | NRIS | Generation | Solar | Battery |  | 356.592 | 356.592 |  | Solar+Battery | 2021 | 2030
1889 | active | 2021-04-15 | 2034-02-17 |  |  |  |  | System Impact Study | Monterey | CA | MONTEREY, CA | 6053 | Moss Landing 500 kV | CAISO | HOLMAN | PGAE | CAISO |  | C14 | NRIS | Generation | Wind | Battery |  | 1525.172 | 756.813 |  | Wind+Battery | 2021 | 2034
1921 | active | 2021-04-15 | 2030-12-15 |  |  |  |  | System Impact Study | San Benito | CA | SAN BENITO, CA | 6069 | Crazy Horse Canyon-Hollister 115 kV Line | CAISO | ALLIUM HYBRID | PGAE | CAISO |  | C14 | NRIS | Generation | Solar | Battery |  | 112.491 | 112.386 |  | Solar+Battery | 2021 | 2030
1934 | active | 2021-04-15 | 2030-11-17 |  |  |  |  | System Impact Study | Madera | CA | MADERA, CA | 6039 | Borden 230 kV | CAISO | LOTUS SOLAR 2 | PGAE | CAISO |  | C14 | NRIS | Generation | Solar | Battery |  | 203.2 | 203.2 |  | Solar+Battery | 2021 | 2030
1935 | active | 2021-04-15 | 2029-10-18 |  |  |  | Executed | IA Executed | Fresno | CA | FRESNO, CA | 6019 | Tranquility 230 kV | CAISO | ELYSIAN | PGAE | CAISO |  | C14 | NRIS | Generation | Solar | Battery |  | 206.091 | 206.091 |  | Solar+Battery | 2021 | 2029
1943 | active | 2021-04-15 | 2032-09-18 |  |  |  |  | System Impact Study | Merced | CA | MERCED, CA | 6047 | Los Banos 500 kV | CAISO | WINGTIP SOLAR 1 | PGAE | CAISO |  | C14 | NRIS | Generation | Solar | Battery |  | 1176.1 | 1176.1 |  | Solar+Battery | 2021 | 2032
1949 | active | 2021-04-15 | 2031-08-19 |  |  |  | Executed | IA Executed | Fresno | CA | FRESNO, CA | 6019 | Manning-Midway 500kV Line | CAISO | DARDEN | PGAE | CAISO |  | C14 | NRIS | Generation | Solar | Battery |  | 1182.384 | 1182.384 |  | Solar+Battery | 2021 | 2031
1952 | active | 2021-04-15 | 2031-04-18 |  |  |  |  | System Impact Study | Merced | CA | MERCED, CA | 6047 | Los Banos 230 kV | CAISO | AUSTRALIS | PGAE | CAISO |  | C14 | NRIS | Generation | Solar | Battery |  | 307 | 307 |  | Solar+Battery | 2021 | 2031
1954 | active | 2021-04-15 | 2026-12-03 |  |  |  |  | System Impact Study | Fresno | CA | FRESNO, CA | 6019 | Gates 230 kV | CAISO | HUASO HYBRID | PGAE | CAISO |  | C14 | NRIS | Generation | Solar | Battery |  | 102.1 | 101.83 |  | Solar+Battery | 2021 | 2026
1955 | active | 2021-04-15 | 2029-08-03 |  |  |  | Executed | IA Executed | Fresno | CA | FRESNO, CA | 6019 | Excelsior 115 kV | CAISO | CIERVO MOUNTAIN HYBRID | PGAE | CAISO |  | C14 | NRIS | Generation | Solar | Battery |  | 127.57 | 127.37 |  | Solar+Battery | 2021 | 2029
1956 | active | 2021-04-15 | 2029-09-30 |  |  |  | Executed | IA Executed | Fresno | CA | FRESNO, CA | 6019 | Tranquility 230 kV | CAISO | CLARKSON | PGAE | CAISO |  | C14 | NRIS | Generation | Solar | Battery |  | 203.849 | 203.659 |  | Solar+Battery | 2021 | 2029
1958 | active | 2021-04-15 | 2029-10-18 |  |  |  |  | System Impact Study | Merced | CA | MERCED, CA | 6047 | Quinto 230 kV | CAISO | SPIKES PEAK SOLAR | PGAE | CAISO |  | C14 | NRIS | Generation | Solar | Battery |  | 158.9783 | 158.5678 |  | Solar+Battery | 2021 | 2029
1959 | active | 2021-04-15 | 2030-11-16 |  |  |  | Executed | IA Executed | Fresno | CA | FRESNO, CA | 6019 | Gates-Templeton 230 kV Line | CAISO | CORNUCOPIA HYBRID | PGAE | CAISO |  | C14 | NRIS | Generation | Solar | Battery |  | 303.678 | 300.951 |  | Solar+Battery | 2021 | 2030
1966 | active | 2021-04-15 | 2029-08-03 |  |  |  |  | System Impact Study | Fresno | CA | FRESNO, CA | 6019 | Giffen 70 kV | CAISO | ORLEANS | PGAE | CAISO |  | C14 | NRIS | Generation | Solar | Battery |  | 25.54 | 25.54 |  | Solar+Battery | 2021 | 2029
1968 | active | 2021-04-15 | 2031-03-19 |  |  |  |  | System Impact Study | Kings | CA | KINGS, CA | 6031 | Gates 230 kV | CAISO | PLUM | PGAE | CAISO |  | C14 | NRIS | Generation | Solar | Battery |  | 1040 | 520 |  | Solar+Battery | 2021 | 2031
1970 | active | 2021-04-15 | 2032-03-04 |  |  |  |  | System Impact Study | Merced | CA | MERCED, CA | 6047 | Le Grand 115 kV | CAISO | BUTTERCUP HYBRID SOLAR | PGAE | CAISO |  | C14 | NRIS | Generation | Solar | Battery |  | 131.43 | 65.47 |  | Solar+Battery | 2021 | 2032
1975 | active | 2021-04-15 | 2028-06-01 |  |  |  |  | System Impact Study | Fresno | CA | FRESNO, CA | 6019 | Crescent 70 kV | CAISO | TARRAGON HYBRID | PGAE | CAISO |  | C14 | NRIS | Generation | Solar | Battery |  | 35.979 | 35.951 |  | Solar+Battery | 2021 | 2028
1980 | active | 2021-04-15 | 2029-10-18 |  |  |  |  | System Impact Study | Kern | CA | KERN, CA | 6029 | Arco 230 kV | CAISO | ARTEMIS | PGAE | CAISO |  | C14 | NRIS | Generation | Solar | Battery |  | 412.336 | 412.336 |  | Solar+Battery | 2021 | 2029
1983 | active | 2021-04-15 | 2029-07-18 |  |  |  |  | System Impact Study | Kern | CA | KERN, CA | 6029 | Shafter 115 kV | CAISO | PHAENON | PGAE | CAISO |  | C14 | NRIS | Generation | Solar | Battery |  | 102.254 | 101.7635 |  | Solar+Battery | 2021 | 2029
1987 | active | 2021-04-15 | 2032-03-17 |  |  |  |  | System Impact Study | Kern | CA | KERN, CA | 6029 | Midway 500 kV | CAISO | BUTTONBUSH SOLAR 2 | PGAE | CAISO |  | C14 | NRIS | Generation | Solar | Battery |  | 358.2 | 358.2 |  | Solar+Battery | 2021 | 2032
1992 | active | 2021-04-15 | 2031-02-18 |  |  |  |  | System Impact Study | Kern | CA | KERN, CA | 6029 | Arco 230 kV | CAISO | CALLINAN SOLAR AND STORAGE | PGAE | CAISO |  | C14 | NRIS | Generation | Solar | Battery |  | 160.3879 | 159.4008 |  | Solar+Battery | 2021 | 2031
1998 | active | 2021-04-15 | 2034-08-16 |  |  |  |  | System Impact Study | San Luis Obispo | CA | SAN LUIS OBISPO, CA | 6079 | Diablo Canyon 500 kV | CAISO | ISLAY | PGAE | CAISO |  | C14 | NRIS | Generation | Wind | Battery |  | 1518.472 | 756.054 |  | Wind+Battery | 2021 | 2034
2004 | active | 2021-04-15 | 2032-02-18 |  |  |  |  | System Impact Study | Kings | CA | KINGS, CA | 6031 | Gates-Midway 230 kV Line | CAISO | VALLEY SUNLIGHT REFINERY | PGAE | CAISO |  | C14 | NRIS | Generation | Solar | Battery |  | 410 | 411.3018 |  | Solar+Battery | 2021 | 2032
2008 | active | 2021-04-15 | 2032-09-17 |  |  |  |  | System Impact Study | San Luis Obispo | CA | SAN LUIS OBISPO, CA | 6079 | Diablo-Gates 500 kV Line | CAISO | SALINAN ENERGY | PGAE | CAISO |  | C14 | NRIS | Generation | Wind | Battery |  | 1190 | 319.35 |  | Wind+Battery | 2021 | 2032
2010 | active | 2021-04-15 | 2030-12-03 |  |  |  |  | System Impact Study | Kern | CA | KERN, CA | 6029 | Midway 115 kV | CAISO | CANNAE | PGAE | CAISO |  | C14 | NRIS | Generation | Solar | Battery |  | 118.5 | 115 |  | Solar+Battery | 2021 | 2030
2013 | active | 2021-04-15 | 2029-04-10 |  |  |  |  | System Impact Study | Tulare | CA | TULARE, CA | 6107 | Alpaugh 115 kV | CAISO | ANDROMEDA | PGAE | CAISO |  | C14 | NRIS | Generation | Solar | Battery |  | 172.835 | 172.835 |  | Solar+Battery | 2021 | 2029
2015 | active | 2021-04-15 | 2031-06-19 |  |  |  |  | System Impact Study | Kern | CA | KERN, CA | 6029 | Wheeler Ridge 230 kV | CAISO | CHERRY LANE HYBRID | PGAE | CAISO |  | C14 | NRIS | Generation | Solar | Battery |  | 310.63 | 310.63 |  | Solar+Battery | 2021 | 2031
2017 | active | 2021-04-15 | 2030-12-17 |  |  |  |  | System Impact Study | Tulare | CA | TULARE, CA | 6107 | Olive 115 kV | CAISO | ARIELLA SOLAR | PGAE | CAISO |  | C14 | ERIS | Generation | Solar | Battery |  | 163.268 | 163.268 |  | Solar+Battery | 2021 | 2030
2022 | active | 2021-04-15 | 2029-03-26 |  |  |  |  | System Impact Study | La Paz | AZ | LA PAZ, AZ | 4012 | Cielo Azul Substation 500 kV | CAISO | SOCORRO PEAK SOLAR | DCRT | CAISO |  | C14 | NRIS | Generation | Solar | Battery |  | 379.7505 | 376.0403 |  | Solar+Battery | 2021 | 2029
2023 | active | 2021-04-15 | 2030-01-26 |  |  |  |  | System Impact Study | La Paz | AZ | LA PAZ, AZ | 4012 | Cielo Azul Substation 500 kV | CAISO | JOVE SOLAR | DCRT | CAISO |  | C14 | NRIS | Generation | Solar | Battery |  | 2042.4 | 2090.2 |  | Solar+Battery | 2021 | 2030
2025 | active | 2021-04-15 | 2029-07-26 |  |  |  |  | System Impact Study | La Paz | AZ | LA PAZ, AZ | 4012 | Colorado River-Delaney 500 kV line | CAISO | RANEGRAS PVS | DCRT | CAISO |  | C14 | NRIS | Generation | Solar | Battery |  | 718.81 | 718.81 |  | Solar+Battery | 2021 | 2029
2027 | active | 2021-04-15 | 2028-04-15 |  |  |  |  | System Impact Study | Maricopa | AZ | MARICOPA, AZ | 4013 | Delaney Substation 500 kV | CAISO | HARQUAHALA FLATS 2 | DCRT | CAISO |  | C14 | NRIS | Generation | Solar | Battery |  | 410.76 | 410.76 |  | Solar+Battery | 2021 | 2028
2029 | active | 2021-04-15 | 2026-09-01 |  |  |  |  | System Impact Study | Maricopa | AZ | MARICOPA, AZ | 4013 | Delaney Substation 500 kV | CAISO | HARQUAHALA SUNRISE 2 | DCRT | CAISO |  | C14 | NRIS | Generation | Solar | Battery |  | 169.2 | 160.98 |  | Solar+Battery | 2021 | 2026
2036 | active | 2021-04-15 | 2031-01-01 |  |  |  |  | System Impact Study | Riverside | CA | RIVERSIDE, CA | 6065 | Red Bluff Substation 220 kV | CAISO | REDONDA | SCE | CAISO |  | C14 | NRIS | Generation | Solar | Battery |  | 273.0212 | 268.7138 |  | Solar+Battery | 2021 | 2031
2042 | active | 2021-04-15 | 2028-03-06 |  |  |  | Executed | IA Executed | Riverside | CA | RIVERSIDE, CA | 6065 | Red Bluff Substation 500 kV | CAISO | EASLEY | SCE | CAISO |  | C14 | NRIS | Generation | Solar | Battery |  | 350 | 650 |  | Solar+Battery | 2021 | 2028
2045 | active | 2021-04-15 | 2029-11-26 |  |  |  |  | System Impact Study | Riverside | CA | RIVERSIDE, CA | 6065 | Colorado River 230 kV | CAISO | INVICTUS | SCE | CAISO |  | C14 | NRIS | Generation | Solar | Battery |  | 430.192 | 430.192 |  | Solar+Battery | 2021 | 2029
2048 | active | 2021-04-15 | 2030-01-30 |  |  |  |  | System Impact Study | Riverside | CA | RIVERSIDE, CA | 6065 | Colorado River Substation 230 kV | CAISO | TWIN PALMS SOLAR | SCE | CAISO |  | C14 | NRIS | Generation | Solar | Battery |  | 288 | 288.144 |  | Solar+Battery | 2021 | 2030
2051 | active | 2021-04-15 | 2030-12-26 |  |  |  |  | System Impact Study | Riverside | CA | RIVERSIDE, CA | 6065 | MIRAGE Substation 220 kV | CAISO | SALVADOR | SCE | CAISO |  | C14 | NRIS | Generation | Solar | Battery |  | 65 | 404.8 |  | Solar+Battery | 2021 | 2030
2052 | active | 2021-04-15 | 2033-12-26 |  |  |  |  | System Impact Study | La Paz | AZ | LA PAZ, AZ | 4012 | Colorado River - Palo Verde 500kV | CAISO | BOUSE SOLAR AND STORAGE PLANT | SCE | CAISO |  | C14 | NRIS | Generation | Solar | Battery |  | 1009.9 | 1010.88 |  | Solar+Battery | 2021 | 2033
2055 | active | 2021-04-15 | 2033-02-26 |  |  |  |  | System Impact Study | Kern | CA | KERN, CA | 6029 | WHIRLWIND Substation 230 kV | CAISO | EUISMOD | SCE | CAISO |  | C14 | NRIS | Generation | Solar | Battery |  | 623.48 | 623.48 |  | Solar+Battery | 2021 | 2033
2061 | active | 2021-04-15 | 2033-02-26 |  |  |  |  | System Impact Study | Los Angeles | CA | LOS ANGELES, CA | 6037 | Vincent - Pearblossom 230 kV line | CAISO | JUNIPER STORAGE | SCE | CAISO |  | C14 | NRIS | Generation | Solar | Battery |  | 153.5 | 153.5 |  | Solar+Battery | 2021 | 2033
2078 | active | 2021-04-15 | 2033-02-26 |  |  |  |  | System Impact Study | Kern | CA | KERN, CA | 6029 | Windhub Substation 500kV | CAISO | SOLEIL CANTIL | SCE | CAISO |  | C14 | NRIS | Generation | Solar | Battery |  | 372.3 | 225 |  | Solar+Battery | 2021 | 2033
2080 | active | 2021-04-15 | 2033-08-26 |  |  |  |  | System Impact Study | Los Angeles | CA | LOS ANGELES, CA | 6037 | Antelope- Magunden #2 230 kV line | CAISO | RANGELAND SOLAR | SCE | CAISO |  | C14 | NRIS | Generation | Solar | Battery |  | 113.832 | 102.672 |  | Solar+Battery | 2021 | 2033
2081 | active | 2021-04-15 | 2029-09-26 |  |  |  |  | System Impact Study | Tulare | CA | TULARE, CA | 6107 | Rector Substation 220 kV | CAISO | MINERAL KING SOLAR | SCE | CAISO |  | C14 | NRIS | Generation | Solar | Battery |  | 215.4124 | 214.0983 |  | Solar+Battery | 2021 | 2029
2085 | active | 2021-04-15 | 2033-02-26 |  |  |  |  | System Impact Study | Tulare | CA | TULARE, CA | 6107 | Springville Substation 230 kV | CAISO | SOLSKEN | SCE | CAISO |  | C14 | NRIS | Generation | Solar | Battery |  | 464.42 | 345 |  | Solar+Battery | 2021 | 2033
2097 | active | 2021-04-15 | 2029-03-26 |  |  |  | In Progress | In Progress (unknown study) | San Bernardino | CA | SAN BERNARDINO, CA | 6071 | Calcite Substation 230 kV | CAISO | SIENNA SOLAR 2 | SCE | CAISO |  | C14 | NRIS | Generation | Solar | Battery |  | 56 | 56 |  | Solar+Battery | 2021 | 2029
2103 | active | 2021-04-15 | 2031-02-26 |  |  |  |  | System Impact Study | San Bernardino | CA | SAN BERNARDINO, CA | 6071 | Pisgah Substation 230 kV | CAISO | CADY SOLAR | SCE | CAISO |  | C14 | NRIS | Generation | Solar | Battery |  | 312.96 | 312.96 |  | Solar+Battery | 2021 | 2031
2140 | active | 2021-04-15 | 2031-05-26 |  |  |  |  | System Impact Study | Clark | NV | CLARK, NV | 32003 | Mohave Substation 500 kV | CAISO | STERLING | SCE | CAISO |  | C14 | NRIS | Generation | Solar | Battery |  | 250 | 250 |  | Solar+Battery | 2021 | 2031
2142 | active | 2021-04-15 | 2028-12-01 |  |  |  | In Progress | In Progress (unknown study) | Nye | NV | NYE, NV | 32023 | Lathrop Wells Substation 230 kV | CAISO | SILVER STAR SOLAR | GLW | CAISO |  | C14 | NRIS | Generation | Solar | Battery |  | 516.7638 | 516.7638 |  | Solar+Battery | 2021 | 2028
2144 | active | 2021-04-15 | 2029-03-15 |  |  |  | Executed | IA Executed | Nye | NV | NYE, NV | 32023 | Beatty Substation 230 kV | CAISO | ROCK VALLEY ENERGY CENTER | GLW | CAISO |  | C14 | ERIS | Generation | Solar | Battery |  | 508.56 | 515.08 |  | Solar+Battery | 2021 | 2029
2145 | active | 2021-04-15 | 2027-12-26 |  |  |  |  | System Impact Study | Nye | NV | NYE, NV | 32023 | Vista Substation 230 kV | CAISO | DANDELION HYBRID SOLAR | GLW | CAISO |  | C14 | NRIS | Generation | Solar | Battery |  | 223.33 | 110.87 |  | Solar+Battery | 2021 | 2027
2146 | active | 2021-04-15 | 2028-12-01 |  |  |  |  | System Impact Study | Nye | NV | NYE, NV | 32023 | Gamebird Substation 230 kV | CAISO | WATER ROCK SOLAR 2 | GLW | CAISO |  | C14 | NRIS | Generation | Solar | Battery |  | 516.7638 | 516.7638 |  | Solar+Battery | 2021 | 2028
2147 | active | 2021-04-15 | 2029-07-27 |  |  |  | Executed | IA Executed | Clark | NV | CLARK, NV | 32003 | Innovation-Desert View 230 kV Line | CAISO | KAWICH | GLW | CAISO |  | C14 | NRIS | Generation | Solar | Battery |  | 350 | 350 |  | Solar+Battery | 2021 | 2029
2148 | active | 2021-04-15 | 2029-06-27 |  |  |  | Executed | IA Executed | Clark | NV | CLARK, NV | 32003 | Trout Canyon Substation 230 kV | CAISO | MOSEY | GLW | CAISO |  | C14 | NRIS | Generation | Solar | Battery |  | 543.856 | 537.0067 |  | Solar+Battery | 2021 | 2029
2149 | active | 2021-04-15 | 2029-02-26 |  |  |  | Executed | IA Executed | Inyo | CA | INYO, CA | 6027 | Trout Canyon Substation 230 kV | CAISO | SUNBAKED SOLAR | GLW | CAISO |  | C14 | ERIS | Generation | Solar | Battery |  | 508.56 | 515.08 |  | Solar+Battery | 2021 | 2029
2150 | active | 2021-04-15 | 2028-09-15 |  |  |  |  | System Impact Study | Clark | NV | CLARK, NV | 32003 | Trout Canyon Substation 230 kV | CAISO | ROUGH HAT 3 | GLW | CAISO |  | C14 | NRIS | Generation | Solar | Battery |  | 307 | 307 |  | Solar+Battery | 2021 | 2028
2154 | active | 2021-04-15 | 2029-06-30 |  |  |  |  | System Impact Study | Yuma | AZ | YUMA, AZ | 4027 | Hoodoo Wash Switchyard 500 kV | CAISO | REMY | SDGE | CAISO |  | C14 | NRIS | Generation | Solar | Battery |  | 308 | 308.47 |  | Solar+Battery | 2021 | 2029
2161 | active | 2021-04-15 | 2028-06-01 |  |  |  |  | System Impact Study | Yuma | AZ | YUMA, AZ | 4027 | Hoodoo Wash - North Gila 500 kV | CAISO | ALISA SOLAR ENERGY COMPLEX | SDGE | CAISO |  | C14 | ERIS | Generation | Solar | Battery |  | 208.494 | 208.494 |  | Solar+Battery | 2021 | 2028
2162 | active | 2021-04-15 | 2030-03-16 |  |  |  |  | System Impact Study | Baja California | MX | BAJA CALIFORNIA, MX |  | Imperial Valley Substation 230 kV | CAISO | SOLAR DE MEXICALI | SDGE | CAISO |  | C14 | NRIS | Generation | Solar | Battery |  | 286.13 | 286.13 |  | Solar+Battery | 2021 | 2030
2166 | active | 2021-04-15 | 2035-06-05 |  |  |  |  | System Impact Study | Imperial | CA | IMPERIAL, CA | 6025 | North Gila - Imperial Valley 500 kV Line | CAISO | UMBRIEL | SDGE | CAISO |  | C14 | NRIS | Generation | Solar | Battery |  | 1182.38 | 1182.38 |  | Solar+Battery | 2021 | 2035
2177 | active | 2021-04-15 | 2031-02-05 |  |  |  |  | System Impact Study | San Diego | CA | SAN DIEGO, CA | 6073 | Suncrest - Ocotillo 500 kV Line | CAISO | BOULDER BRUSH HYBRID | SDGE | CAISO |  | C14 | NRIS | Generation | Wind | Battery |  | 105.8 | 313.9193 |  | Wind+Battery | 2021 | 2031
2195 | active | 2022-10-13 | 2024-06-01 |  |  |  |  | Feasibility Study | Sutter | CA | SUTTER, CA | 6101 | Greenleaf #1 115 kV Tap | CAISO | TOWNSHIP EXPANSION | PGAE | CAISO |  |  | NRIS | Generation | Gas | Battery |  | 11.3 | 11.3 |  | Gas+Battery | 2022 | 2024
22 | active | 2003-11-18 | 2024-04-01 |  |  | 2010-05-24 | Executed | IA Executed | Solano | CA | SOLANO, CA | 6095 | Birds Landing 230 kV | CAISO | MONTEZUMA (HIGH WINDS III) | PGAE | CAISO |  |  | NRIS | Generation | Wind | Battery |  | 38 | 38 |  | Wind+Battery | 2003 | 2024
222 | active | 2007-05-23 | 2012-01-29 |  |  | 2010-12-17 | Executed | IA Executed | Solano | CA | SOLANO, CA | 6095 | Birds Landing 230 kV | CAISO | MONTEZUMA II | PGAE | CAISO |  | TC | NRIS | Generation | Wind | Battery |  | 78 | 54 |  | Wind+Battery | 2007 | 2012
272 | active | 2007-11-01 | 2025-12-30 |  |  | 2014-08-15 | Executed | IA Executed | Kings | CA | KINGS, CA | 6031 | Henrietta 70 kV | CAISO | AMERICAN KINGS SOLAR | PGAE | CAISO |  | TC | NRIS | Generation | Solar | Battery |  | 123 | 73.8 |  | Solar+Battery | 2007 | 2025
297 | active | 2008-01-18 | 2025-04-15 |  |  | 2011-06-30 | Executed | IA Executed | Los Angeles | CA | LOS ANGELES, CA | 6037 | Neenach-Bailey 66kV line | CAISO | ALTA VISTA SUNTOWER GENERATING STATION | SCE | CAISO |  | TC | NRIS | Generation | Solar | Battery |  | 66 | 66 |  | Solar+Battery | 2008 | 2025
378 | active | 2008-05-28 | 2023-09-01 |  |  | 2011-04-04 | Executed | IA Executed | Santa Clara | CA | SANTA CLARA, CA | 6085 | Los Esteros 115 kV | CAISO | LOS ESTEROS CRITICAL ENERGY FACILITY EXPANSION | PGAE | CAISO |  | TC | NRIS | Generation | Gas | Battery |  | 120 | 3 |  | Gas+Battery | 2008 | 2023
467 | active | 2008-06-02 | 2024-12-31 |  |  | 2011-09-29 | Executed | IA Executed | Clark | NV | CLARK, NV | 32003 | Eldorado-Ivanpah 230kV line | CAISO | SILVER STATE SOUTH SOLAR PROJECT | SCE | CAISO |  | TC | NRIS | Generation | Solar | Battery |  | 230 | 200 |  | Solar+Battery | 2008 | 2024
539 | active | 2009-12-18 | 2016-06-30 |  |  | 2011-07-01 | Executed | IA Executed | Stanislaus | CA | STANISLAUS, CA | 6099 | Salado-Newman #1 60kV Line | CAISO | CROW CREEK SOLAR 1 (FKA: FRONTIER SOLAR 1) (FKA AS SCATEC WESTSIDE SOLAR RANCH I AND STANISLAUS PV - PHASE 1) | PGAE | CAISO |  |  | ERIS | Generation | Solar | Battery |  | 20 | 20 |  | Solar+Battery | 2009 | 2016
54509 | active | 2023-04-17 | 2028-03-31 |  |  |  | Caiso Cluster 15 Unvalidated | Not Started | San Bernardino | CA | San Bernardino, CA | 6071 | LUGO 500 kV | CAISO | Aviation | SCE | CAISO |  | Cluster 15 | NRIS | Generation | Gas | Battery |  | 600 | 600 |  | Gas+Battery | 2023 | 2028
54511 | active | 2023-04-17 | 2028-03-31 |  |  |  | Caiso Cluster 15 Unvalidated | Not Started | San Bernardino | CA | San Bernardino, CA | 6071 | LUGO 500 kV | CAISO | Comstock | SCE | CAISO |  | Cluster 15 | NRIS | Generation | Gas | Battery |  | 199 | 199 |  | Gas+Battery | 2023 | 2028
54512 | active | 2023-04-17 | 2028-03-31 |  |  |  | Caiso Cluster 15 Unvalidated | Not Started | Merced | CA | Merced, CA | 6047 | LOS BANOS 230 kV | CAISO | Alembic | PGAE | CAISO |  | Cluster 15 | NRIS | Generation | Gas | Battery |  | 152 | 152 |  | Gas+Battery | 2023 | 2028
54515 | active | 2023-04-17 | 2029-01-01 |  |  |  | Caiso Cluster 15 Unvalidated | Not Started | Merced | CA | Merced, CA | 6047 | QUINTO SW STA-FINK SW STA | CAISO | Sullivan Energy Center | PGAE | CAISO |  | Cluster 15 | NRIS | Generation | Solar | Battery |  | 203.688 | 203.049 |  | Solar+Battery | 2023 | 2029
54516 | active | 2023-04-17 | 2030-06-01 |  |  |  | Caiso Cluster 15 Unvalidated | Not Started | Yuma | AZ | Yuma, AZ | 4027 | NORTH GILA - HOODOO WASH (SDGE Portion Only) | CAISO | Alisa Solar Energy Complex 2 | SDGE | CAISO |  | Cluster 15 | ERIS | Generation | Solar | Battery |  | 500 | 500 |  | Solar+Battery | 2023 | 2030
54517 | active | 2023-04-17 | 2029-11-01 |  |  |  | Caiso Cluster 15 Unvalidated | Not Started | Merced | CA | Merced, CA | 6047 | POLE LINE 230 kV | CAISO | Lagunez | PGAE | CAISO |  | Cluster 15 | ERIS | Generation | Solar | Battery |  | 251.7 | 150.9 |  | Solar+Battery | 2023 | 2029
54518 | active | 2023-04-17 | 2028-09-01 |  |  |  | Caiso Cluster 15 Unvalidated | Not Started | Fresno | CA | Fresno, CA | 6019 | LOS BANOS-GATES #3 (PGAE Portion Only) | CAISO | Broadview | PGAE | CAISO |  | Cluster 15 | NRIS | Generation | Solar | Battery |  | 810.16 | 484.48 |  | Solar+Battery | 2023 | 2028
54523 | active | 2023-04-17 | 2030-06-01 |  |  |  | Caiso Cluster 15 Unvalidated | Not Started | Nye | NV | Nye, NV | 32023 | VALLEY SWITCH 230 kV | CAISO | Bristlecone | GLW | CAISO |  | Cluster 15 | ERIS | Generation | Solar | Battery |  | 450 | 450 |  | Solar+Battery | 2023 | 2030
54526 | active | 2023-04-17 | 2028-03-31 |  |  |  | Caiso Cluster 15 Unvalidated | Not Started | San Bernardino | CA | San Bernardino, CA | 6071 | LUGO 500 kV | CAISO | Duran | SCE | CAISO |  | Cluster 15 | NRIS | Generation | Gas | Battery |  | 300 | 300 |  | Gas+Battery | 2023 | 2028
54553 | active | 2023-04-17 | 2028-03-31 |  |  |  | Caiso Cluster 15 Unvalidated | Not Started | Merced | CA | Merced, CA | 6047 | LOS BANOS 230 kV | CAISO | Ramos | PGAE | CAISO |  | Cluster 15 | NRIS | Generation | Gas | Battery |  | 130 | 130 |  | Gas+Battery | 2023 | 2028
54558 | active | 2023-04-17 | 2028-02-01 |  |  |  | Caiso Cluster 15 Unvalidated | Not Started | Los Angeles | CA | Los Angeles County, CA | 6037 | VINCENT 500 kV | CAISO | Nightcap | SCE | CAISO |  | Cluster 15 | NRIS | Generation | Gas | Battery |  | 550 | 550 |  | Gas+Battery | 2023 | 2028
54559 | active | 2023-04-17 | 2028-09-01 |  |  |  | Caiso Cluster 15 Unvalidated | Not Started | Fresno | CA | Fresno, CA | 6019 | MANNING 500 kV | CAISO | Egret | LSPC | CAISO |  | Cluster 15 | NRIS | Generation | Solar | Battery |  | 1055.56 | 646 |  | Solar+Battery | 2023 | 2028
54560 | active | 2023-04-17 | 2028-09-01 |  |  |  | Caiso Cluster 15 Unvalidated | Not Started | Fresno | CA | Fresno, CA | 6019 | MANNING 500 kV | CAISO | Ibis | LSPC | CAISO |  | Cluster 15 | NRIS | Generation | Solar | Battery |  | 810.16 | 484.48 |  | Solar+Battery | 2023 | 2028
54571 | active | 2023-04-17 | 2028-10-01 |  |  |  | Caiso Cluster 15 Unvalidated | Not Started | Inyo | CA | Inyo, CA | 6027 | TROUT CANYON 230 kV | CAISO | Borderline Solar | GLW | CAISO |  | Cluster 15 | ERIS | Generation | Solar | Battery |  | 638.0441 | 629.6148 |  | Solar+Battery | 2023 | 2028
54580 | active | 2023-04-17 | 2028-10-01 |  |  |  | Caiso Cluster 15 Unvalidated | Not Started | Nye | NV | Nye, NV | 32023 | BEATTY 230kV | CAISO | Chance Solar | GLW | CAISO |  | Cluster 15 | ERIS | Generation | Solar | Battery |  | 895.7719 | 894.2191 |  | Solar+Battery | 2023 | 2028
54589 | active | 2023-04-17 | 2028-10-01 |  |  |  | Caiso Cluster 15 Unvalidated | Not Started | Kern | CA | Kern, CA | 6029 | Manning-Midway 500 kV Line | CAISO | Great Dane Solar | PGAE | CAISO |  | Cluster 15 | NRIS | Generation | Solar | Battery |  | 600 | 600 |  | Solar+Battery | 2023 | 2028
54592 | active | 2023-04-17 | 2028-04-01 |  |  |  | Caiso Cluster 15 Unvalidated | Not Started | Kings | CA | Kings, CA | 6031 | HENRIETTA 230 kV | CAISO | Redpoint Hybrid | PGAE | CAISO |  | Cluster 15 | ERIS | Generation | Solar | Battery |  | 155.6 | 154.7 |  | Solar+Battery | 2023 | 2028
54593 | active | 2023-04-17 | 2028-04-01 |  |  |  | Caiso Cluster 15 Unvalidated | Not Started | Colusa | CA | Colusa, CA | 6011 | DELEVAN 230 kV | CAISO | Cowboy Hybrid | PGAE | CAISO |  | Cluster 15 | ERIS | Generation | Solar | Battery |  | 155.2 | 154.4 |  | Solar+Battery | 2023 | 2028
54595 | active | 2023-04-17 | 2028-04-01 |  |  |  | Caiso Cluster 15 Unvalidated | Not Started | San Benito | CA | San Benito, CA | 6069 | LOS BANOS 500 kV | CAISO | Foothills | PGAE | CAISO |  | Cluster 15 | NRIS | Generation | Solar | Battery |  | 206 | 205.9 |  | Solar+Battery | 2023 | 2028
54598 | active | 2023-04-17 | 2028-04-01 |  |  |  | Caiso Cluster 15 Unvalidated | Not Started | Tehama | CA | Tehama, CA | 6103 | GLENN 230 kV | CAISO | Mandorla | PGAE | CAISO |  | Cluster 15 | ERIS | Generation | Solar | Battery |  | 103.3 | 102.9 |  | Solar+Battery | 2023 | 2028
54616 | active | 2023-04-17 | 2028-12-29 |  |  |  | Caiso Cluster 15 Unvalidated | Not Started | Mohave | AZ | Mohave, AZ | 4015 | MOHAVE 500 kV | CAISO | Icarus Wind and Solar | SCE | CAISO |  | Cluster 15 | ERIS | Generation | Solar | Battery |  | 717.8 | 718.2 |  | Solar+Battery | 2023 | 2028
54624 | active | 2023-04-17 | 2029-06-30 |  |  |  | Caiso Cluster 15 Unvalidated | Not Started | Kings | CA | Kings, CA | 6031 | GATES-MIDWAY 500kV | CAISO | Maravillosa Solar 1 | PGAE | CAISO |  | Cluster 15 | NRIS | Generation | Solar | Battery |  | 204.056 | 202.614 |  | Solar+Battery | 2023 | 2029
54625 | active | 2023-04-17 | 2029-06-30 |  |  |  | Caiso Cluster 15 Unvalidated | Not Started | Kern | CA | Kern, CA | 6029 | GATES-MIDWAY 500kV | CAISO | Maravillosa Solar 2 | PGAE | CAISO |  | Cluster 15 | NRIS | Generation | Solar | Battery |  | 407.339 | 404.658 |  | Solar+Battery | 2023 | 2029
54626 | active | 2023-04-17 | 2028-12-29 |  |  |  | Caiso Cluster 15 Unvalidated | Not Started | La Paz | AZ | La Paz, AZ | 4012 | CIELO AZUL 500 kV | CAISO | BlueWater Solar | DCRT | CAISO |  | Cluster 15 | ERIS | Generation | Solar | Battery |  | 1016 | 1021 |  | Solar+Battery | 2023 | 2028
54629 | active | 2023-04-17 | 2031-12-31 |  |  |  | Caiso Cluster 15 Unvalidated | Not Started | Kern | CA | Kern, CA | 6029 | ARCO-MIDWAY | CAISO | GAMAY | PGAE | CAISO |  | Cluster 15 | ERIS | Generation | Solar | Battery |  | 200 | 200 |  | Solar+Battery | 2023 | 2031
54631 | active | 2023-04-17 | 2030-04-30 |  |  |  | Caiso Cluster 15 Unvalidated | Not Started | Los Angeles | CA | Los Angeles County, CA | 6037 | ANTELOPE-WHIRLWIND | CAISO | Tobin | SCE | CAISO |  | Cluster 15 | NRIS | Generation | Solar | Battery |  | 43.3898 | 466.1 |  | Solar+Battery | 2023 | 2030
54632 | active | 2023-04-17 | 2028-09-30 |  |  |  | Caiso Cluster 15 Unvalidated | Not Started | Kern | CA | Kern, CA | 6029 | Midway - Vincent 500kV #1 | CAISO | Boson | SCE | CAISO |  | Cluster 15 | NRIS | Generation | Solar | Battery |  | 1171.24 | 1150 |  | Solar+Battery | 2023 | 2028
54634 | active | 2023-04-17 | 2028-09-30 |  |  |  | Caiso Cluster 15 Unvalidated | Not Started | Fresno | CA | Fresno, CA | 6019 | LOS BANOS-MIDWAY #2 | CAISO | Muon | PGAE | CAISO |  | Cluster 15 | NRIS | Generation | Solar | Battery |  | 1171.24 | 1171.24 |  | Solar+Battery | 2023 | 2028
54636 | active | 2023-04-17 | 2028-09-30 |  |  |  | Caiso Cluster 15 Unvalidated | Not Started | Fresno | CA | Fresno, CA | 6019 | LOS BANOS-MIDWAY #2 | CAISO | Quark | PGAE | CAISO |  | Cluster 15 | NRIS | Generation | Solar | Battery |  | 850.01 | 1169.84 |  | Solar+Battery | 2023 | 2028
54637 | active | 2023-04-17 | 2031-12-01 |  |  |  | Caiso Cluster 15 Unvalidated | Not Started | Fresno | CA | Fresno, CA | 6019 | ORO LOMA 70 kV | CAISO | Octans | PGAE | CAISO |  | Cluster 15 | ERIS | Generation | Solar | Battery |  | 103.226 | 103.226 |  | Solar+Battery | 2023 | 2031
54640 | active | 2023-04-17 | 2031-12-01 |  |  |  | Caiso Cluster 15 Unvalidated | Not Started | Merced | CA | Merced, CA | 6047 | LE GRAND 115 kV | CAISO | Circinus | PGAE | CAISO |  | Cluster 15 | ERIS | Generation | Solar | Battery |  | 185.643 | 185.643 |  | Solar+Battery | 2023 | 2031
54643 | active | 2023-04-17 | 2031-12-01 |  |  |  | Caiso Cluster 15 Unvalidated | Not Started | Fresno | CA | Fresno, CA | 6019 | TRANQUILLITY SW STA 230 kV | CAISO | Fornax | PGAE | CAISO |  | Cluster 15 | ERIS | Generation | Solar | Battery |  | 103.125 | 103.125 |  | Solar+Battery | 2023 | 2031
54644 | active | 2023-04-17 | 2028-07-31 |  |  |  | Caiso Cluster 15 Unvalidated | Not Started | San Luis Obispo | CA | San Luis Obispo, CA | 6079 | TEMPLETON-GATES | CAISO | Rancheros Energy Center | PGAE | CAISO |  | Cluster 15 | NRIS | Generation | Solar | Battery |  | 385.8 | 385.8 |  | Solar+Battery | 2023 | 2028
54645 | active | 2023-04-17 | 2028-07-31 |  |  |  | Caiso Cluster 15 Unvalidated | Not Started | San Luis Obispo | CA | San Luis Obispo, CA | 6079 | DIABLO-GATES #1 | CAISO | La Luz Energy Center | PGAE | CAISO |  | Cluster 15 | NRIS | Generation | Solar | Battery |  | 586.68 | 585.798 |  | Solar+Battery | 2023 | 2028
54651 | active | 2023-04-17 | 2031-12-31 |  |  |  | Caiso Cluster 15 Unvalidated | Not Started | San Bernardino | CA | San Bernardino, CA | 6071 | CALCITE 230 kV | CAISO | Sienna 3 | SCE | CAISO |  | Cluster 15 | ERIS | Generation | Solar | Battery |  | 288 | 288 |  | Solar+Battery | 2023 | 2031
54652 | active | 2023-04-17 | 2031-12-31 |  |  |  | Caiso Cluster 15 Unvalidated | Not Started | Kern | CA | Kern, CA | 6029 | ARCO-MIDWAY | CAISO | TENDRIL | PGAE | CAISO |  | Cluster 15 | ERIS | Generation | Solar | Battery |  | 100 | 100 |  | Solar+Battery | 2023 | 2031
54657 | active | 2023-04-17 | 2031-05-01 |  |  |  | Caiso Cluster 15 Unvalidated | Not Started | Fresno | CA | Fresno, CA | 6019 | MANNING 500 kV | CAISO | Bolt | LSPC | CAISO |  | Cluster 15 | NRIS | Generation | Solar | Battery |  | 262.5 | 262.5 |  | Solar+Battery | 2023 | 2031
54665 | active | 2023-04-17 | 2031-05-01 |  |  |  | Caiso Cluster 15 Unvalidated | Not Started | Fresno | CA | Fresno, CA | 6019 | MANNING 500 kV | CAISO | Shoestring | LSPC | CAISO |  | Cluster 15 | NRIS | Generation | Solar | Battery |  | 140 | 140 |  | Solar+Battery | 2023 | 2031
54668 | active | 2023-04-17 | 2032-12-01 |  |  |  | Caiso Cluster 15 Unvalidated | Not Started | Nye | NV | Nye, NV | 32023 | VALLEY SWITCH 230 kV | CAISO | Ashton Energy Center | GLW | CAISO |  | Cluster 15 | NRIS | Generation | Solar | Battery |  | 1050 | 1050 |  | Solar+Battery | 2023 | 2032
54676 | active | 2023-04-17 | 2028-12-29 |  |  |  | Caiso Cluster 15 Unvalidated | Not Started | Nye | NV | Nye, NV | 32023 | VALLEY SWITCH 230 kV | CAISO | Solar 373 | GLW | CAISO |  | Cluster 15 | ERIS | Generation | Solar | Battery |  | 407 | 407 |  | Solar+Battery | 2023 | 2028
54684 | active | 2023-04-17 | 2031-10-03 |  |  |  | Caiso Cluster 15 Unvalidated | Not Started | Kings | CA | Kings, CA; Fresno, CA | 603106019 | DIABLO-GATES #1 | CAISO | Ripple Solar | PGAE | CAISO |  | Cluster 15 | ERIS | Generation | Solar | Battery |  | 944.9057 | 933.6707 |  | Solar+Battery | 2023 | 2031
54689 | active | 2023-04-17 | 2029-12-01 |  |  |  | Caiso Cluster 15 Unvalidated | Not Started | Fresno | CA | Fresno, CA | 6019 | LOS BANOS-MIDWAY #2 | CAISO | Maestro | PGAE | CAISO |  | Cluster 15 | NRIS | Generation | Solar | Battery |  | 307.584 | 343.2 |  | Solar+Battery | 2023 | 2029
54694 | active | 2023-04-17 | 2029-03-30 |  |  |  | Caiso Cluster 15 Unvalidated | Not Started | Kings | CA | Kings, CA | 6031 | GATES-MIDWAY 500kV | CAISO | Blue Star | PGAE | CAISO |  | Cluster 15 | NRIS | Generation | Solar | Battery |  | 302.5962 | 2.2969 | 4 | Solar+Battery | 2023 | 2029
54696 | active | 2023-04-17 | 2029-03-30 |  |  |  | Caiso Cluster 15 Unvalidated | Not Started | Kings | CA | Kings, CA | 6031 | LOS BANOS-MIDWAY #2 | CAISO | Brown Bear | PGAE | CAISO |  | Cluster 15 | NRIS | Generation | Solar | Battery |  | 300.7406 | 1.4 | 2.2845 | Solar+Battery | 2023 | 2029
54702 | active | 2023-04-17 | 2029-03-30 |  |  |  | Caiso Cluster 15 Unvalidated | Not Started | Kern | CA | Kern, CA | 6029 | MIDWAY-WHEELER RIDGE #1 | CAISO | Gosford Solar Storage | PGAE | CAISO |  | Cluster 15 | ERIS | Generation | Solar | Battery |  | 302.1083 | 2.2936 |  | Solar+Battery | 2023 | 2029
54704 | active | 2023-04-17 | 2029-03-30 |  |  |  | Caiso Cluster 15 Unvalidated | Not Started | Kings | CA | Kings, CA | 6031 | LOS BANOS-MIDWAY #2 | CAISO | MidBishop | PGAE | CAISO |  | Cluster 15 | NRIS | Generation | Solar | Battery |  | 305.5001 | 1.4 | 2.301 | Solar+Battery | 2023 | 2029
54708 | active | 2023-04-17 | 2029-03-30 |  |  |  | Caiso Cluster 15 Unvalidated | Not Started | Kings | CA | Kings, CA | 6031 | GATES-MIDWAY 500kV | CAISO | Rex Solaris 1 | PGAE | CAISO |  | Cluster 15 | NRIS | Generation | Solar | Battery |  | 506.6956 | 2.3011 | 4 | Solar+Battery | 2023 | 2029
54709 | active | 2023-04-17 | 2029-03-30 |  |  |  | Caiso Cluster 15 Unvalidated | Not Started | Kings | CA | Kings, CA | 6031 | GATES-MIDWAY 500kV | CAISO | Rex Solaris 2 | PGAE | CAISO |  | Cluster 15 | NRIS | Generation | Solar | Battery |  | 507.2404 | 2.3033 | 4 | Solar+Battery | 2023 | 2029
54729 | active | 2023-04-17 | 2030-12-01 |  |  |  | Caiso Cluster 15 Unvalidated | Not Started | Nye | NV | Nye, NV | 32023 | BEATTY 230 kV | CAISO | Amargosa SEZ | GLW | CAISO |  | Cluster 15 | NRIS | Generation | Solar | Battery |  | 525 | 525 |  | Solar+Battery | 2023 | 2030
54738 | active | 2023-04-17 | 2031-05-01 |  |  |  | Caiso Cluster 15 Unvalidated | Not Started | Fresno | CA | Fresno, CA | 6019 | MANNING 500 kV | CAISO | Stable | LSPC | CAISO |  | Cluster 15 | NRIS | Generation | Solar | Battery |  | 374.75 | 373.09 |  | Solar+Battery | 2023 | 2031
54739 | active | 2023-04-17 | 2031-05-01 |  |  |  | Caiso Cluster 15 Unvalidated | Not Started | Fresno | CA | Fresno, CA | 6019 | MANNING 500 kV | CAISO | Solstice A | LSPC | CAISO |  | Cluster 15 | NRIS | Generation | Solar | Battery |  | 577.5 | 577.5 |  | Solar+Battery | 2023 | 2031
54760 | active | 2023-04-17 | 2028-07-31 |  |  |  | Caiso Cluster 15 Unvalidated | Not Started | Yuba | CA | Yuba, CA | 6115 | Rio Oso-Colgate & Rio Oso-Round Mountain T-Line | CAISO | Charros Energy Center | PGAE | CAISO |  | Cluster 15 | NRIS | Generation | Solar | Battery |  | 105 | 514.2 |  | Solar+Battery | 2023 | 2028
54761 | active | 2023-04-17 | 2030-06-01 |  |  |  | Caiso Cluster 15 Unvalidated | Not Started | Riverside | CA | Riverside, CA | 6065 | RED BLUFF 230 kV | CAISO | Bajada | SCE | CAISO |  | Cluster 15 | ERIS | Generation | Solar | Battery |  | 352.8549 | 354.2453 |  | Solar+Battery | 2023 | 2030
54763 | active | 2023-04-17 | 2031-12-02 |  |  |  | Caiso Cluster 15 Unvalidated | Not Started | Nye | NV | Nye, NV | 32023 | TROUT CANYON 500 kV | CAISO | Cathedral | GLW | CAISO |  | Cluster 15 | NRIS | Generation | Solar | Battery |  | 361.1393 | 360.3123 |  | Solar+Battery | 2023 | 2031
54767 | active | 2023-04-17 | 2030-06-01 |  |  |  | Caiso Cluster 15 Unvalidated | Not Started | San Bernardino | CA | San Bernardino, CA | 6071 | CALCITE 230 kV | CAISO | Argos Solar | SCE | CAISO |  | Cluster 15 | ERIS | Generation | Solar | Battery |  | 352.2499 | 353.6374 |  | Solar+Battery | 2023 | 2030
54768 | active | 2023-04-17 | 2030-06-01 |  |  |  | Caiso Cluster 15 Unvalidated | Not Started | Nye | NV | Nye, NV | 32023 | LATHROP 230 kV (FUTURE) | CAISO | Goldlink | GLW | CAISO |  | Cluster 15 | ERIS | Generation | Solar | Battery |  | 353.9767 | 353.7782 |  | Solar+Battery | 2023 | 2030
54769 | active | 2023-04-17 | 2029-09-30 |  |  |  | Caiso Cluster 15 Unvalidated | Not Started | Fresno | CA | Fresno, CA | 6019 | LOS BANOS-MIDWAY #2 | CAISO | Fritts Hybrid | PGAE | CAISO |  | Cluster 15 | NRIS | Generation | Solar | Battery |  | 258.4479 | 258.0003 |  | Solar+Battery | 2023 | 2029
54770 | active | 2023-04-17 | 2029-09-30 |  |  |  | Caiso Cluster 15 Unvalidated | Not Started | Fresno | CA | Fresno, CA | 6019 | LOS BANOS-MIDWAY #2 | CAISO | Superba Hybrid | PGAE | CAISO |  | Cluster 15 | NRIS | Generation | Solar | Battery |  | 205.6251 | 205.4039 |  | Solar+Battery | 2023 | 2029
54771 | active | 2023-04-17 | 2031-03-14 |  |  |  | Caiso Cluster 15 Unvalidated | Not Started | Merced | CA | Merced, CA | 6047 | FINK SW STA 230 kV | CAISO | Cantus | PGAE | CAISO |  | Cluster 15 | NRIS | Generation | Solar | Battery |  | 249.524 | 249.524 |  | Solar+Battery | 2023 | 2031
54772 | active | 2023-04-17 | 2029-04-02 |  |  |  | Caiso Cluster 15 Unvalidated | Not Started | Fresno | CA | Fresno, CA | 6019 | CRESCENT SW STA 70 kV | CAISO | Coriander | PGAE | CAISO |  | Cluster 15 | ERIS | Generation | Solar | Battery |  | 30.976 | 30.976 |  | Solar+Battery | 2023 | 2029
54783 | active | 2023-04-17 | 2028-06-01 |  |  |  | Caiso Cluster 15 Unvalidated | Not Started | Sutter | CA | Sutter, CA | 6101 | GREENLEAF #1 TAP | CAISO | Township Power Bank Expansion | PGAE | CAISO |  | Cluster 15 | NRIS | Generation | Gas | Battery |  | 11.3 | 11.3 |  | Gas+Battery | 2023 | 2028
54795 | active | 2023-04-17 | 2029-06-01 |  |  |  | Caiso Cluster 15 Unvalidated | Not Started | Riverside | CA | Riverside, CA | 6065 | JULIAN HINDS 230 kV | CAISO | PATTON SOLAR | SCE | CAISO |  | Cluster 15 | NRIS | Generation | Solar | Battery |  | 240 | 400 |  | Solar+Battery | 2023 | 2029
54809 | active | 2023-04-17 | 2030-12-31 |  |  |  | Caiso Cluster 15 Unvalidated | Not Started | Merced | CA | Merced, CA | 6047 | LOS BANOS 500 kV | CAISO | Carissalito Creek | PGAE | CAISO |  | Cluster 15 | NRIS | Generation | Solar | Battery |  | 400 | 400 |  | Solar+Battery | 2023 | 2030
54813 | active | 2023-04-17 | 2026-01-01 |  |  |  | Caiso Cluster 15 Unvalidated | Not Started | Kings | CA | Kings, CA | 6031 | WAUKENA SW STA 115 kV | CAISO | Kama 3 FPV | PGAE | CAISO |  | Cluster 15 | NRIS | Generation | Solar | Battery |  | 86.8266 | 40.3333 |  | Solar+Battery | 2023 | 2026
54824 | active | 2023-04-17 | 2029-07-31 |  |  |  | Caiso Cluster 15 Unvalidated | Not Started | Imperial | CA | Imperial, CA | 6025 | IMPERIAL VALLEY 230 kV | CAISO | Amberjill Energy | SDGE | CAISO |  | Cluster 15 | ERIS | Generation | Solar | Battery |  | 100.49 | 50.19 |  | Solar+Battery | 2023 | 2029
54827 | active | 2023-04-17 | 2030-10-30 |  |  |  | Caiso Cluster 15 Unvalidated | Not Started | Fresno | CA | Fresno, CA | 6019 | ORO LOMA 115 kV | CAISO | Telluride | PGAE | CAISO |  | Cluster 15 | ERIS | Generation | Solar | Battery |  | 102.7 | 102.7 |  | Solar+Battery | 2023 | 2030
54847 | active | 2023-04-17 | 2031-05-01 |  |  |  | Caiso Cluster 15 Unvalidated | Not Started | Fresno | CA | Fresno, CA | 6019 | MANNING 500 kV | CAISO | Solstice B | LSPC | CAISO |  | Cluster 15 | NRIS | Generation | Solar | Battery |  | 630 | 630 |  | Solar+Battery | 2023 | 2031
54848 | active | 2023-04-17 | 2031-05-01 |  |  |  | Caiso Cluster 15 Unvalidated | Not Started | Fresno | CA | Fresno, CA | 6019 | MANNING 500 kV | CAISO | Solstice C | LSPC | CAISO |  | Cluster 15 | NRIS | Generation | Solar | Battery |  | 210 | 210 |  | Solar+Battery | 2023 | 2031
54849 | active | 2023-04-17 | 2031-05-01 |  |  |  | Caiso Cluster 15 Unvalidated | Not Started | Fresno | CA | Fresno, CA | 6019 | MANNING 500 kV | CAISO | Solstice D | LSPC | CAISO |  | Cluster 15 | NRIS | Generation | Solar | Battery |  | 210 | 210 |  | Solar+Battery | 2023 | 2031
54882 | active | 2023-04-17 | 2030-04-30 |  |  |  | Caiso Cluster 15 Unvalidated | Not Started | Maricopa | AZ | Maricopa County, AZ | 4013 | CIELO AZUL 500 kV | CAISO | Stanley | DCRT | CAISO |  | Cluster 15 | ERIS | Generation | Solar | Battery |  | 1038.8 | 1032.112 |  | Solar+Battery | 2023 | 2030
54890 | active | 2023-04-17 | 2027-12-01 |  |  |  | Caiso Cluster 15 Unvalidated | Not Started | Los Angeles | CA | Los Angeles County, CA | 6037 | WHIRLWIND 230 kV | CAISO | ONNI Solar | SCE | CAISO |  | Cluster 15 | NRIS | Generation | Solar | Battery |  | 103.7553 | 103.7291 |  | Solar+Battery | 2023 | 2027
54892 | active | 2023-04-17 | 2029-07-31 |  |  |  | Caiso Cluster 15 Unvalidated | Not Started | Imperial | CA | Imperial, CA | 6025 | IMPERIAL VALLEY 230 kV | CAISO | Mackerel Energy | SDGE | CAISO |  | Cluster 15 | ERIS | Generation | Solar | Battery |  | 101.61 | 50.24 |  | Solar+Battery | 2023 | 2029
54903 | active | 2023-04-17 | 2031-03-01 |  |  |  | Caiso Cluster 15 Unvalidated | Not Started | San Bernardino | CA | San Bernardino County, CA | 6071 | LUGO-PISGAH NO.2 | CAISO | Sunflower | SCE | CAISO |  | Cluster 15 | ERIS | Generation | Solar | Battery |  | 717.4 | 717.4 |  | Solar+Battery | 2023 | 2031
54905 | active | 2023-04-17 | 2030-10-01 |  |  |  | Caiso Cluster 15 Unvalidated | Not Started | Kings | CA | Kings, CA | 6031 | MANNING 500 kV | CAISO | DT Solar | LSPC | CAISO |  | Cluster 15 | NRIS | Generation | Solar | Battery |  | 370.2 | 370.2 |  | Solar+Battery | 2023 | 2030
54916 | active | 2023-04-17 | 2028-06-01 |  |  |  | Caiso Cluster 15 Unvalidated | Not Started | Stanislaus | CA | Stanislaus, CA | 6099 | FINK SW STA-WESTLEY | CAISO | Geras | PGAE | CAISO |  | Cluster 15 | NRIS | Generation | Solar | Battery |  | 133.81 | 133.81 |  | Solar+Battery | 2023 | 2028
54934 | active | 2023-04-17 | 2029-07-31 |  |  |  | Caiso Cluster 15 Unvalidated | Not Started | Stanislaus | CA | Stanislaus, CA | 6099 | Westley-Los Banos 230 kV Line | CAISO | Amanece Solar | PGAE | CAISO |  | Cluster 15 | NRIS | Generation | Solar | Battery |  | 418.9272 | 421.52 |  | Solar+Battery | 2023 | 2029
54952 | active | 2023-04-17 | 2028-04-30 |  |  |  | Caiso Cluster 15 Unvalidated | Not Started | Maricopa | AZ | Maricopa County, AZ | 4013 | HASSAYAMPA 500 kV | CAISO | Mesquite Solar 6 | SDGE | CAISO |  | Cluster 15 | ERIS | Generation | Solar | Battery |  | 154.6 | 154.5 |  | Solar+Battery | 2023 | 2028
54959 | active | 2023-04-17 | 2029-07-31 |  |  |  | Caiso Cluster 15 Unvalidated | Not Started | Kern | CA | Kern, CA | 6029 | LOS BANOS-MIDWAY #2 | CAISO | West Wonder Solar | PGAE | CAISO |  | Cluster 15 | NRIS | Generation | Solar | Battery |  | 524.3902 | 269.8466 |  | Solar+Battery | 2023 | 2029
54960 | active | 2023-04-17 | 2029-07-31 |  |  |  | Caiso Cluster 15 Unvalidated | Not Started | Kern | CA | Kern, CA | 6029 | GATES-MIDWAY 500kV | CAISO | East Wonder Solar | PGAE | CAISO |  | Cluster 15 | NRIS | Generation | Solar | Battery |  | 367.2185 | 188.7658 |  | Solar+Battery | 2023 | 2029
54989 | active | 2023-04-17 | 2029-07-31 |  |  |  | Caiso Cluster 15 Unvalidated | Not Started | Kern | CA | Kern, CA | 6029 | GATES-MIDWAY 500kV | CAISO | Quaking Aspen Storage | PGAE | CAISO |  | Cluster 15 | NRIS | Generation | Solar | Battery |  | 204 | 103.54 |  | Solar+Battery | 2023 | 2029
54994 | active | 2023-04-17 | 2029-07-31 |  |  |  | Caiso Cluster 15 Unvalidated | Not Started | Kern | CA | Kern, CA | 6029 | LOS BANOS-MIDWAY #2 | CAISO | Wonder Solar | PGAE | CAISO |  | Cluster 15 | NRIS | Generation | Solar | Battery |  | 890.879 | 458.48 |  | Solar+Battery | 2023 | 2029
55025 | active | 2023-04-17 | 2029-07-31 |  |  |  | Caiso Cluster 15 Unvalidated | Not Started | Tulare | CA | Tulare, CA | 6107 | Magunden-Springville TL #1 | CAISO | Musketeers Solar 1 | SCE | CAISO |  | Cluster 15 | ERIS | Generation | Solar | Battery |  | 524.3902 | 521.85 |  | Solar+Battery | 2023 | 2029
55027 | active | 2023-04-17 | 2029-12-15 |  |  |  | Caiso Cluster 15 Unvalidated | Not Started | Riverside | CA | Riverside, CA | 6065 | DEVERS 500 kV | CAISO | MATTERHORN | SCE | CAISO |  | Cluster 15 | ERIS | Generation | Solar | Wind | Battery | 404.892 | 404.28 | 406.098 | Solar+Wind+Battery | 2023 | 2029
55031 | active | 2023-04-17 | 2031-12-31 |  |  |  | Caiso Cluster 15 Unvalidated | Not Started | Kern | CA | Kern County, CA | 6029 | LOS BANOS-MIDWAY #2 | CAISO | Herculean | PGAE | CAISO |  | Cluster 15 | NRIS | Generation | Solar | Battery |  | 1197.1 | 1197.1 |  | Solar+Battery | 2023 | 2031
55035 | active | 2023-04-17 | 2027-03-01 |  |  |  | Caiso Cluster 15 Unvalidated | Not Started | Santa Clara | CA | Santa Clara, CA | 6085 | LLAGAS 115 kV | CAISO | Glossy Garlic Solar | PGAE | CAISO |  | Cluster 15 | NRIS | Generation | Solar | Battery |  | 50 | 50 |  | Solar+Battery | 2023 | 2027
55049 | active | 2023-04-17 | 2028-06-01 |  |  |  | Caiso Cluster 15 Unvalidated | Not Started | Kern | CA | Kern, CA | 6029 | WINDHUB 230 kV | CAISO | Soledad Solar | SCE | CAISO |  | Cluster 15 | ERIS | Generation | Solar | Battery |  | 560.1916 | 2.3104 |  | Solar+Battery | 2023 | 2028
61 | active | 2005-03-30 | 2023-02-28 |  |  | 2023-07-31 | Executed | IA Executed | Fresno | CA | FRESNO, CA | 6019 | Helm-Kerman 70 kV Line | CAISO | FRESNO COGENERATION EXPANSION PROJECT | PGAE | CAISO |  |  | NRIS | Generation | Gas | Battery |  | 73.27 | 18.5 |  | Gas+Battery | 2005 | 2023
625 | active | 2010-05-14 | 2025-04-01 |  |  | 2012-10-17 | Executed | IA Executed | Kings | CA | KINGS, CA | 6031 | Henrietta-Tulare Lake 70 kV | CAISO | KETTLEMAN SOLAR PROJECT (FKA KETTLEMAN SOLAR FARM) | PGAE | CAISO |  |  | ERIS | Generation | Solar | Battery |  | 20 | 20 |  | Solar+Battery | 2010 | 2025
653F | active | 2010-10-13 | 2022-05-30 |  |  | 2014-03-28 | Executed | IA Executed | Yolo | CA | YOLO, CA | 6113 | Woodland-Davis 115 kV Line | CAISO | APPARENT FIRST HYBRID | PGAE | CAISO |  | SGIP-TC | ERIS | Generation | Solar | Battery |  | 12 | 12.1 |  | Solar+Battery | 2010 | 2022
678 | active | 2011-03-31 | 2024-12-20 |  |  | 2014-03-12 | Executed | IA Executed | Fresno | CA | FRESNO, CA | 6019 | Panoche-Schindler #1 and #2 115 kV Line | CAISO | EXCELSIOR SOLAR (FKA: BURFORD FIVE POINTS) | PGAE | CAISO |  | C04 | NRIS | Generation | Solar | Battery |  | 60 | 60 |  | Solar+Battery | 2011 | 2024
687 | active | 2011-03-31 | 2025-06-01 |  |  | 2013-07-16 | Executed | IA Executed | Contra Costa | CA | CONTRA COSTA, CA | 6013 | Pittsburg-Kirker-Columbia Steel 115 kV Line | CAISO | COLUMBIA SOLAR ENERGY 2 FKA COLUMBIA SOLAR ENERGY II | PGAE | CAISO |  | C04 | NRIS | Generation | Solar | Battery |  | 20 | 20 |  | Solar+Battery | 2011 | 2025
768 | active | 2011-03-31 | 2023-01-31 |  |  | 2014-09-10 | Executed | IA Executed | Los Angeles | CA | LOS ANGELES, CA | 6037 | Antelope Substation 230kV bus | CAISO | BIG SKY SOLAR | SCE | CAISO |  | C04 | NRIS | Generation | Solar | Battery |  | 320 | 163.4 |  | Solar+Battery | 2011 | 2023
779 | active | 2011-03-31 | 2026-03-30 |  |  | 2014-03-21 | Executed | IA Executed | Merced | CA | MERCED, CA | 6047 | Los Banos-Panoche #1 230kV Line | CAISO | WRIGHT SOLAR | PGAE | CAISO |  | C04 | NRIS | Generation | Solar | Battery |  | 200 | 80 |  | Solar+Battery | 2011 | 2026
81 | active | 2005-09-13 | 2007-10-31 |  |  | 2006-11-16 | Executed | IA Executed | Lake | CA | LAKE, CA | 6033 | Geysers #17-Fulton 230 kV Line | CAISO | BOTTLE ROCK POWER | PGAE | CAISO |  |  | ERIS | Generation | Geothermal | Battery |  | 9.435 | 47.4465 |  | Geothermal+Battery | 2005 | 2007
946 | active | 2013-04-30 | 2025-02-21 |  |  | 2015-12-15 | Executed | IA Executed | Kern | CA | KERN, CA | 6029 | Midway-Wheeler Ridge #2 230 kV Line | CAISO | NORTHERN ORCHARD SOLAR | PGAE | CAISO |  | C06 | NRIS | Generation | Solar | Battery |  | 100 | 92 |  | Solar+Battery | 2013 | 2025
993 | active | 2013-04-30 | 2026-12-31 |  |  | 2017-08-07 | Executed | IA Executed | Nye | NV | NYE, NV | 32023 | Valley Substation 138 kV | CAISO | SUNSHINE VALLEY SOLAR 1 | VEA | CAISO |  | C06 | NRIS | Generation | Solar | Battery |  | 50 | 40 |  | Solar+Battery | 2013 | 2026
Q104 | active | 2023-06-08 | 2028-10-01 |  |  |  | Application received | In Progress (unknown study) | Millard | UT | Millard County, UT | 49027 | IPP 345kV Switchyard | West |  | Los Angeles Department of Water and Power | LADWP | Intermountain Power Agency |  |  | Generation | Solar | Battery |  | 400 | 400 |  | Solar+Battery | 2023 | 2028
Q105 | active | 2023-06-08 | 2028-10-01 |  |  |  | Application received | In Progress (unknown study) | Millard | UT | Millard County, UT | 49027 | IPP 345kV Switchyard | West |  | Los Angeles Department of Water and Power | LADWP | Intermountain Power Agency |  |  | Generation | Solar | Battery |  | 600 | 600 |  | Solar+Battery | 2023 | 2028
Q111 | active | 2024-06-27 | 2026-06-30 |  |  |  | Application received | In Progress (unknown study) | Clark | NV | Clark County, NV | 32003 | Marketplace 500kV Switching Station | West |  | Los Angeles Department of Water and Power | LADWP |  |  |  | Generation | Solar | Battery |  | 250 | 250 |  | Solar+Battery | 2024 | 2026
Q37 | active | 2012-11-28 | 2015-04-30 |  |  |  | SIS restudy completed. HS Restudy completed. FS Restudy started. | Facility Study | Clark | NV | Clark County, NV | 32003 | Marketplace Substation | West |  | Los Angeles Department of Water and Power | LADWP |  |  |  | Generation | Solar | Battery |  | 100 | 100 |  | Solar+Battery | 2012 | 2015
Q44 | active | 2013-09-04 | 2018-12-31 |  |  |  |  | Operational | Millard | UT | Millard County, UT | 49027 | IPP 345kV Switchyard | West |  | Los Angeles Department of Water and Power | LADWP | Intermountain Power Agency |  |  | Generation | Solar | Battery |  | 300 | 150 |  | Solar+Battery | 2013 | 2018
Q45 | active | 2013-12-04 | 2014-09-30 |  |  |  | Facilities Study completed. Harmonic Study completed. SIS restudy has started | System Impact Study | Clark | NV | Clark County, NV | 32003 | Marketplace 500kV | West |  | Los Angeles Department of Water and Power | LADWP |  |  |  | Generation | Solar | Battery |  | 300 | 300 |  | Solar+Battery | 2013 | 2014
Q49 | active | 2015-08-25 | 2020-01-30 |  |  |  |  | Operational | Millard | UT | Millard County, UT | 49027 | IPP 345kV Switchyard | West |  | Los Angeles Department of Water and Power | LADWP | Intermountain Power Agency |  |  | Generation | Solar | Battery |  | 300 | 300 |  | Solar+Battery | 2015 | 2020
Q50 | active | 2016-01-05 | 2021-01-30 |  |  |  |  | Operational | Millard | UT | Millard County, UT | 49027 | IPP 345kV Switchyard | West |  | Los Angeles Department of Water and Power | LADWP | Intermountain Power Agency |  |  | Generation | Solar | Battery |  | 400 | 400 |  | Solar+Battery | 2016 | 2021
Q51 | active | 2016-01-05 | 2022-01-30 |  |  |  |  | Operational | Millard | UT | Millard County, UT | 49027 | IPP 345kV Switchyard | West |  | Los Angeles Department of Water and Power | LADWP | Intermountain Power Agency |  |  | Generation | Solar | Battery |  | 400 | 400 |  | Solar+Battery | 2016 | 2022
Q52 | active | 2016-01-14 | 2018-12-31 |  |  |  |  | Operational | Millard | UT | Millard County, UT | 49027 | IPP 345kV Switchyard | West |  | Los Angeles Department of Water and Power | LADWP | Intermountain Power Agency |  |  | Generation | Solar | Battery |  | 324 | 194 |  | Solar+Battery | 2016 | 2018
Q53 | active | 2016-07-28 | 2019-06-30 |  |  |  | SIS restudy completed. FS finalized. HS finalized. GIA in progress. COD 8/9/27 | IA Pending | Millard | UT | Millard County, UT | 49027 | IPP 345kV Switchyard | West |  | Los Angeles Department of Water and Power | LADWP | Intermountain Power Agency |  |  | Generation | Solar | Battery |  | 285 | 285 |  | Solar+Battery | 2016 | 2019
Q58 | active | 2017-01-19 | 2020-06-21 |  |  |  | FS finalized. HS finalized. SIS restudy pending. | System Impact Study | Kern | CA | Kern County, CA | 6029 | Rosamond 230kV Switching Station | West |  | Los Angeles Department of Water and Power | LADWP |  |  |  | Generation | Solar | Battery |  | 150 | 150 |  | Solar+Battery | 2017 | 2020
Q67 | active | 2019-03-05 | 2022-12-01 |  |  |  | SIS Restudy completed. HS completed. FS in progress. | Facility Study | Clark | NV | Clark County, NV | 32003 | McCullough 230kV Substation | West |  | Los Angeles Department of Water and Power | LADWP |  |  |  | Generation | Solar | Battery |  | 250 | 250 |  | Solar+Battery | 2019 | 2022
Q68 | active | 2019-03-26 | 2022-06-01 |  |  |  | SIS completed. HS in progress. FS pending. | Facility Study | Los Angeles | CA | Los Angeles County, CA | 6037 | Rinaldi-Victorville 500kV line | West |  | Los Angeles Department of Water and Power | LADWP |  |  |  | Generation | Solar | Battery |  | 1200 | 1200 |  | Solar+Battery | 2019 | 2022
Q69 | active | 2019-04-15 | 2022-09-15 |  |  |  | SIS completed. HS pending. FS Agreement in progress | Facility Study | San Bernardino | CA | San Bernardino County, CA | 6071 | Mead-Victorville 287kV Line | West |  | Los Angeles Department of Water and Power | LADWP |  |  |  | Generation | Solar | Battery |  | 200 | 100 |  | Solar+Battery | 2019 | 2022
Q70 | active | 2019-05-02 | 2022-12-01 |  |  |  | SIS restudy completed. HS in progress. FS Agreement in progress | Facility Study | Kern | CA | Kern County, CA | 6029 | Rosamond 230kV Switching Station | West |  | Los Angeles Department of Water and Power | LADWP |  |  |  | Generation | Solar | Battery |  | 250 | 250 |  | Solar+Battery | 2019 | 2022
Q72 | active | 2019-07-22 | 2021-11-05 |  |  |  | SIS completed. HS pending. FS Agreement in progress | Facility Study | San Bernardino | CA | San Bernardino County, CA | 6071 | Adelanto 500kV Substation | West |  | Los Angeles Department of Water and Power | LADWP |  |  |  | Generation | Solar | Battery |  | 200 | 200 |  | Solar+Battery | 2019 | 2021
Q75 | active | 2020-01-07 | 2022-12-01 |  |  |  | SIS Agreement executed | System Impact Study | Kern | CA | Kern County, CA | 6029 | Rosamond 230kV Switching Station | West |  | Los Angeles Department of Water and Power | LADWP |  |  |  | Generation | Solar | Battery |  | 150 | 75 |  | Solar+Battery | 2020 | 2022
Q76 | active | 2020-03-11 | 2023-12-01 |  |  |  | SIS Agreement executed | System Impact Study | Kern | CA | Kern County, CA | 6029 | Rosamond 230kV Switching Station | West |  | Los Angeles Department of Water and Power | LADWP |  |  |  | Generation | Solar | Battery |  | 400 | 400 |  | Solar+Battery | 2020 | 2023
Q80 | active | 2021-04-07 | 2024-02-01 |  |  |  | Application received | In Progress (unknown study) | Kern | CA | Kern County, CA | 6029 | Barren Ridge 230 kV Sw Station | West |  | Los Angeles Department of Water and Power | LADWP |  |  |  | Generation | Solar | Battery |  | 350 | 240 |  | Solar+Battery | 2021 | 2024
Q85 | active | 2021-10-27 | 2025-12-01 |  |  |  | Application received | In Progress (unknown study) | Juab | UT | Juab County, UT | 49023 | IPP-Mona 345kV Line | West |  | Los Angeles Department of Water and Power | LADWP | Intermountain Power Agency |  |  | Generation | Solar | Battery |  | 275 | 275 |  | Solar+Battery | 2021 | 2025
Q88 | active | 2022-04-01 | 2028-12-28 |  |  |  | Application received | In Progress (unknown study) | Clark | NV | Clark County, NV | 32003 | Marketplace 500kV | West |  | Los Angeles Department of Water and Power | LADWP |  |  |  | Generation | Solar | Battery |  | 500 | 500 |  | Solar+Battery | 2022 | 2028
Q89 | active | 2022-04-01 | 2027-03-01 |  |  |  | Application received | In Progress (unknown study) | Kern | CA | Kern County, CA | 6029 | Barren Ridge 230 kV Sw Station | West |  | Los Angeles Department of Water and Power | LADWP |  |  |  | Generation | Solar | Battery |  | 250 | 250 |  | Solar+Battery | 2022 | 2027
Q90 | active | 2022-04-01 | 2027-03-27 |  |  |  | Application received | In Progress (unknown study) | Millard | UT | Millard County, UT | 49027 | IPP-Mona 345kV Line | West |  | Los Angeles Department of Water and Power | LADWP | Intermountain Power Agency |  |  | Generation | Solar | Battery |  | 400 | 400 |  | Solar+Battery | 2022 | 2027
Q94 | active | 2022-12-15 | 2026-03-31 |  |  |  | Application received | In Progress (unknown study) | Millard | UT | Millard County, UT | 49027 | IPP 345kV Switchyard | West |  | Los Angeles Department of Water and Power | LADWP | Intermountain Power Agency |  |  | Generation | Solar | Battery |  | 400 | 300 |  | Solar+Battery | 2022 | 2026
IA-PNM-2017-11 | active | 2017-06-05 | 2020-06-01 |  |  |  |  | System Impact Study | Torrance | NM | Torrance County, NM | 35057 | Britton 115 kV Substation | West |  | Public Service Company of New Mexico | PNM |  |  | NRIS | Generation | Solar | Battery |  | 49.9 | 25 |  | Solar+Battery | 2017 | 2020
IA-PNM-2017-13 | active | 2017-10-26 | 2020-12-01 |  |  |  | LGIA executed 2/3/2021. | IA Executed | San Juan | NM | San Juan County, NM | 35045 | San Juan Solar 1 San Juan Gen Station | West |  | Public Service Company of New Mexico | PNM |  |  | NRIS | Generation | Solar | Battery |  | 400 | 100 |  | Solar+Battery | 2017 | 2020
IA-PNM-2018-05 | active | 2018-07-27 | 2021-12-01 |  |  |  | LGIA executed 12/8/21. | IA Executed | Rio Arriba | NM | Rio Arriba County, NM | 35039 | PNM Jicarilla 345 kV Switching Station near Dulce | West | Affordable Solar | Public Service Company of New Mexico | PNM |  |  | NRIS | Generation | Solar | Battery |  | 150 | 40 |  | Solar+Battery | 2018 | 2021
IA-PNM-2022-09 | active | 2022-04-06 | 2025-03-01 |  |  |  |  | System Impact Study | Mckinley | NM | McKinley County, NM | 35031 | Yah-Ta-Hey 115 kV Substation | West |  | Public Service Company of New Mexico | PNM |  | DEFINITIVE INTERCONNECTION SYSTEM IMPACT STUDY CLUSTER #15  WINDOW OPENED January 9, 2022  WINDOW CLOSED April 8, 2022 | NRIS | Generation | Solar | Battery |  | 250 | 125 |  | Solar+Battery | 2022 | 2025
IA-PNM-2024-01 | active | 2024-06-26 | 2029-08-01 |  |  |  |  | System Impact Study | Roosevelt | NM | Roosevelt County, NM | 35041 | Blackwater 345 kV Station | West |  | Public Service Company of New Mexico | PNM |  | DEFINITIVE INTERCONNECTION SYSTEM IMPACT STUDY CLUSTER #18  WINDOW OPENED March 29, 2024 CLOSED June 27, 2024 |  | Generation | Solar | Battery |  | 100 | 30 |  | Solar+Battery | 2024 | 2029
IA-PNM-2024-02 | active | 2024-06-26 | 2028-11-01 |  |  |  |  | System Impact Study | Bernalillo | NM | Bernalillo County, NM | 35001 | Western Spirit 345 kV line | West |  | Public Service Company of New Mexico | PNM |  | DEFINITIVE INTERCONNECTION SYSTEM IMPACT STUDY CLUSTER #18  WINDOW OPENED March 29, 2024 CLOSED June 27, 2024 | NRIS | Generation | Solar | Battery |  | 150 | 100 |  | Solar+Battery | 2024 | 2028
IA-PNM-2024-03 | active | 2024-06-26 | 2027-11-01 |  |  |  |  | System Impact Study | Otero | NM | Otero County, NM | 35035 | Alamogordo 115 kV Substation | West |  | Public Service Company of New Mexico | PNM |  | DEFINITIVE INTERCONNECTION SYSTEM IMPACT STUDY CLUSTER #18  WINDOW OPENED March 29, 2024 CLOSED June 27, 2024 | NRIS | Generation | Solar | Battery |  | 150 | 75 |  | Solar+Battery | 2024 | 2027
IC-1000 | active | 2021-12-03 | 2026-12-03 |  |  |  |  | Suspended | Baldwin | AL | Baldwin County, AL | 1003 | Elsanor - Mobile Hwy (GULF) 230 kV Line | Southeast |  | Southern Company | SOCO |  |  | NRIS | Generation | Solar | Battery |  | 80 | 80 |  | Solar+Battery | 2021 | 2026
IC-1003 | active | 2021-12-10 | 2025-01-01 |  |  |  |  | Suspended | Decatur | GA | Decatur County, GA | 13087 | East Bainbridge - Spring Creek (Black) 115 kV Line | Southeast |  | Southern Company | SOCO |  |  | ERIS | Generation | Solar | Battery |  | 78 | 40 |  | Solar+Battery | 2021 | 2025
IC-1006 | active | 2021-12-23 | 2026-01-15 |  |  |  |  | Suspended | Liberty | GA | LIberty County, GA | 13179 | Ludowici Primary - Riceboro 115 kV Line | Southeast |  | Southern Company | SOCO |  |  | NRIS | Generation | Solar | Battery |  | 150 | 150 |  | Solar+Battery | 2021 | 2026
IC-1013 | active | 2022-01-27 | 2025-11-30 |  |  |  |  | Suspended | Oglethorpe | GA | Oglethorpe County, GA | 13221 | East Watkinsville - Russell Dam (USA) 230 kV Line | Southeast |  | Southern Company | SOCO |  |  | ERIS | Generation | Solar | Battery |  | 200 | 200 |  | Solar+Battery | 2022 | 2025
IC-1024 | active | 2022-02-25 | 2024-06-30 |  |  |  |  | IA Executed | Taylor | GA | Taylor County, GA | 13269 | Patsiliga Creek Substation 230 kV Bus | Southeast |  | Southern Company | SOCO |  |  | NRIS | Generation | Solar | Battery |  | 200 | 100 |  | Solar+Battery | 2022 | 2024
IC-1031 | active | 2022-03-11 | 2025-08-24 |  |  |  |  | Suspended | Jasper | MS | Jasper County, MS | 28061 | Jasper East SS Substation 230 kV Bus | Southeast |  | Southern Company | SOCO |  |  | NRIS | Generation | Solar | Battery |  | 150 | 150 |  | Solar+Battery | 2022 | 2025
IC-1042 | active | 2022-07-11 | 2026-03-31 |  |  |  |  | Suspended | Rockdale | GA | Rockdale County, GA | 13247 | Conyers 115 kV TS | Southeast |  | Southern Company | SOCO |  |  | NRIS | Generation | Solar | Battery |  | 0 | 200 |  | Solar+Battery | 2022 | 2026
IC-1060 | active | 2022-09-07 | 2027-07-02 |  |  |  |  | Suspended | Marengo | AL | Marengo County, AL | 1091 | Greene County - Octagon 115 kV Line | Southeast |  | Southern Company | SOCO |  |  | ERIS | Generation | Solar | Battery |  | 80 | 80 |  | Solar+Battery | 2022 | 2027
IC-1061 | active | 2022-09-07 | 2027-04-02 |  |  |  |  | Suspended | Marengo | AL | Marengo County, AL | 1091 | Bellamy - Demopolis 115 kV Line | Southeast |  | Southern Company | SOCO |  |  | ERIS | Generation | Solar | Battery |  | 80 | 80 |  | Solar+Battery | 2022 | 2027
IC-1068 | active | 2022-09-20 | 2027-07-01 |  |  |  | GIA Executed; NTP Pending | IA Executed | Emanuel | GA | Emanuel County, GA | 13107 | Vidalia - Wadley Primary (Black) 230 kV Line | Southeast |  | Southern Company | SOCO |  |  | ERIS | Generation | Solar | Battery |  | 124 | 124 |  | Solar+Battery | 2022 | 2027
IC-1072 | active | 2022-10-04 | 2027-07-02 |  |  |  |  | Suspended | Marengo | AL | Marengo County, AL | 1091 | Greene County - Octagon 115 kV Line | Southeast |  | Southern Company | SOCO |  |  | ERIS | Generation | Solar | Battery |  | 80 | 80 |  | Solar+Battery | 2022 | 2027
IC-1086 | active | 2022-11-02 | 2026-07-15 |  |  |  |  | Suspended | Perry | AL | Perry County, AL | 1105 | Greene County - North Selma 230 kV Line | Southeast |  | Southern Company | SOCO |  |  | ERIS | Generation | Solar | Battery |  | 80 | 80 |  | Solar+Battery | 2022 | 2026
IC-1087 | active | 2022-11-02 | 2026-07-15 |  |  |  |  | Suspended | Russell | AL | Russell County, AL | 1113 | Eufaula - Fort Mitchell 115 kV Line | Southeast |  | Southern Company | SOCO |  |  | NRIS | Generation | Solar | Battery |  | 80 | 80 |  | Solar+Battery | 2022 | 2026
IC-1099 | active | 2022-11-29 | 2026-06-28 |  |  |  |  | Suspended | Pulaski | GA | Pulaski County, GA | 13235 | Kathleen - Pitts 230 kV Line | Southeast |  | Southern Company | SOCO |  |  | ERIS | Generation | Solar | Battery |  | 150 | 60 |  | Solar+Battery | 2022 | 2026
IC-1100 | active | 2022-11-29 | 2026-06-28 |  |  |  |  | Suspended | Pulaski | GA | Pulaski County, GA | 13235 | Kathleen - Pitts 230 kV Line | Southeast |  | Southern Company | SOCO |  |  | ERIS | Generation | Solar | Battery |  | 300 | 150 |  | Solar+Battery | 2022 | 2026
IC-1101 | active | 2022-12-06 | 2027-05-31 |  |  |  |  | Suspended | Perry | AL | Perry County, AL | 1105 | Greene County - North Selma 230 kV Line | Southeast |  | Southern Company | SOCO |  |  | ERIS | Generation | Solar | Battery |  | 150 | 75 |  | Solar+Battery | 2022 | 2027
IC-1103 | active | 2022-12-22 | 2027-07-01 |  |  |  | GIA Executed; NTP Pending | IA Executed | Emanuel | GA | Emanuel County, GA | 13107 | Vidalia - Wadley Primary (Black) 230 kV Line | Southeast |  | Southern Company | SOCO |  |  | ERIS | Generation | Solar | Battery |  | 65 | 65 |  | Solar+Battery | 2022 | 2027
IC-1198 | active | 2023-10-31 | 2025-10-24 |  |  |  |  | IA Pending | Houston | GA | Houston County, GA | 13153 | Robins AFB Solar Substation 115 kV Bus | Southeast |  | Southern Company | SOCO |  |  | ERIS | Generation | Solar | Battery |  | 128 | 128 |  | Solar+Battery | 2023 | 2025
IC-1199 | active | 2023-11-03 | 2025-11-04 |  |  |  |  | IA Pending | Lowndes | GA | Lowndes County, GA | 13185 | Mission Pond Substation 115 kV Bus | Southeast |  | Southern Company | SOCO |  |  | ERIS | Generation | Solar | Battery |  | 49.5 | 49.5 |  | Solar+Battery | 2023 | 2025
IC-1207 | active | 2023-11-30 | 2026-09-01 |  |  |  |  | IA Pending | Decatur | GA | Decatur County, GA | 13087 | Wiregrass Substation 230 kV Bus | Southeast |  | Southern Company | SOCO |  |  | ERIS | Generation | Solar | Battery |  | 0 | 200 |  | Solar+Battery | 2023 | 2026
IC-1229 | active | 2024-01-08 | 2026-05-01 |  |  |  |  | Cluster Study | Coffee | GA | Coffee County, GA | 13069 | Douglas - Kettle Creek Primary 230 kV Line | Southeast |  | Southern Company | SOCO |  |  | ERIS | Generation | Solar | Battery |  | 200 | 100 |  | Solar+Battery | 2024 | 2026
IC-1232 | active | 2024-01-08 | 2026-07-01 |  |  |  |  | Cluster Study | Lee | GA | Lee County, GA | 13177 | North Americus - Palmyra 230 kV Line | Southeast |  | Southern Company | SOCO |  |  | NRIS | Generation | Solar | Battery |  | 200 | 100 |  | Solar+Battery | 2024 | 2026
IC-1233 | active | 2024-01-08 | 2026-12-04 |  |  |  |  | Cluster Study | Irwin | GA | Irwin County, GA | 13155 | North Tifton - Stump Creek 230 kV Line | Southeast |  | Southern Company | SOCO |  |  | ERIS | Generation | Solar | Battery |  | 200 | 100 |  | Solar+Battery | 2024 | 2026
IC-1234 | active | 2024-01-09 | 2027-04-01 |  |  |  |  | Cluster Study | Marengo | AL | Marengo County, AL | 1091 | Bassett Creek - Greene County 230 kV Line | Southeast |  | Southern Company | SOCO |  |  | ERIS | Generation | Solar | Battery |  | 175 | 125 |  | Solar+Battery | 2024 | 2027
IC-1246 | active | 2024-02-07 | 2026-02-09 |  |  |  |  | Cluster Study | Liberty | GA | LIberty County, GA | 13179 | Fort Stewart CU 115 kV Bus | Southeast |  | Southern Company | SOCO |  |  | ERIS | Generation | Solar | Battery |  | 43 | 43 |  | Solar+Battery | 2024 | 2026
IC-1248 | active | 2024-03-11 | 2026-08-15 |  |  |  |  | Cluster Study | Treutlen | GA | Treutlen County, GA | 13283 | Shaddock Creek - Vidalia 115 kV Line | Southeast |  | Southern Company | SOCO |  |  | NRIS | Generation | Solar | Battery |  | 110.5 | 55.25 |  | Solar+Battery | 2024 | 2026
IC-1249 | active | 2024-03-11 | 2026-08-15 |  |  |  |  | Cluster Study | Turner | GA | Turner County, GA | 13287 | North Tifton - Pitts 230 kV Line | Southeast |  | Southern Company | SOCO |  |  | ERIS | Generation | Solar | Battery |  | 110.5 | 55.25 |  | Solar+Battery | 2024 | 2026
IC-1265 | active | 2024-03-18 | 2028-07-28 |  |  |  |  | Cluster Study | Laurens | GA | Laurens County, GA | 13175 | North Dublin - Wadley Primary 230 kV Line | Southeast |  | Southern Company | SOCO |  |  | ERIS | Generation | Solar | Battery |  | 200 | 200 |  | Solar+Battery | 2024 | 2028
IC-1276 | active | 2024-04-01 | 2028-07-28 |  |  |  |  | Cluster Study | Mitchell | GA | Mitchell County, GA | 13205 | Mitchell Substation 230 kV Bus | Southeast |  | Southern Company | SOCO |  |  | ERIS | Generation | Solar | Battery |  | 150 | 150 |  | Solar+Battery | 2024 | 2028
IC-775 | active | 2019-02-19 | 2022-10-15 |  |  |  |  | IA Executed | Mitchell | GA | Mitchell County, GA | 13205 | Mitchell - Raccoon Creek 230 kV Line | Southeast |  | Southern Company | SOCO |  |  | NRIS | Generation | Solar | Battery |  | 260 | 30 |  | Solar+Battery | 2019 | 2022
IC-862 | active | 2020-04-20 | 2025-04-30 |  |  |  |  | Suspended | Decatur | GA | Decatur County, GA | 13087 | Dothan Road 230 kV Substation | Southeast |  | Southern Company | SOCO |  |  | ERIS | Generation | Solar | Battery |  | 400 | 200 |  | Solar+Battery | 2020 | 2025
IC-863 | active | 2020-04-21 | 2024-01-31 |  |  |  |  | IA Executed | Greene | AL | Greene County, AL | 1063 | Greene County - North Selma 230 kV Line | Southeast |  | Southern Company | SOCO |  |  | ERIS | Generation | Solar | Battery |  | 263.6 | 130 |  | Solar+Battery | 2020 | 2024
IC-897 | active | 2020-08-14 | 2025-02-01 |  |  |  |  | Suspended | Coffee | AL | Coffee County, AL | 1031 | South Enterprise Substation 115 kV Bus | Southeast |  | Southern Company | SOCO |  |  | NRIS | Generation | Solar | Battery |  | 80 | 80 |  | Solar+Battery | 2020 | 2025
IC-901 | active | 2020-08-26 | 2023-09-29 |  |  |  |  | Suspended | Glynn | GA | Glynn County, GA | 13127 | Thalmann TS 230 kV Bus | Southeast |  | Southern Company | SOCO |  |  | NRIS | Generation | Solar | Battery |  | 200 | 200 |  | Solar+Battery | 2020 | 2023
IC-903 | active | 2020-08-27 | 2023-10-01 |  |  |  |  | IA Executed | Liberty | GA | LIberty County, GA | 13179 | Fort Stewart CU 115 kV Bus | Southeast |  | Southern Company | SOCO |  |  | ERIS | Generation | Solar | Battery |  | 43 | 15 |  | Solar+Battery | 2020 | 2023
IC-910 | active | 2020-10-14 | 2023-08-15 |  |  |  |  | IA Executed | Warren | GA | Warren County, GA | 13301 | Ray Place Road - Warrenton Primary 115 kV Line | Southeast |  | Southern Company | SOCO |  |  | NRIS | Generation | Solar | Battery |  | 120 | 30 |  | Solar+Battery | 2020 | 2023
IC-915 | active | 2020-11-13 | 2024-11-01 |  |  |  |  | Suspended | Autauga | AL | Autauga County, AL | 1001 | County Line Rd - Gaston 230 kV Line | Southeast |  | Southern Company | SOCO |  |  | NRIS | Generation | Solar | Battery |  | 80 | 80 |  | Solar+Battery | 2020 | 2024
IC-928 | active | 2021-01-14 | 2029-08-15 |  |  |  |  | IA Executed | Dale | AL | Dale County, AL | 1045 | Enterprise - Pinckard #1 115 kV Line | Southeast |  | Southern Company | SOCO |  |  | NRIS | Generation | Solar | Battery |  | 79 | 79 |  | Solar+Battery | 2021 | 2029
IC-929 | active | 2021-01-14 | 2024-06-01 |  |  |  |  | Suspended | Escambia | AL | Escambia County, AL | 1053 | Atmore - Flomaton 115 kV Line | Southeast |  | Southern Company | SOCO |  |  | NRIS | Generation | Solar | Battery |  | 79 | 79 |  | Solar+Battery | 2021 | 2024
IC-932 | active | 2020-12-21 | 2024-07-31 |  |  |  |  | Suspended | Glynn | GA | Glynn County, GA | 13127 | Thalmann TS 230 kV Bus | Southeast |  | Southern Company | SOCO |  |  | NRIS | Generation | Solar | Battery |  | 250 | 130 |  | Solar+Battery | 2020 | 2024
IC-933 | active | 2020-12-21 | 2024-02-24 |  |  |  |  | Suspended | Glynn | GA | Glynn County, GA | 13127 | Thalmann TS 230 kV Bus | Southeast |  | Southern Company | SOCO |  |  | NRIS | Generation | Solar | Battery |  | 250 | 130 |  | Solar+Battery | 2020 | 2024
IC-937 | active | 2020-12-23 | 2024-12-15 |  |  |  |  | Suspended | Chambers | AL | Chambers County, AL | 1017 | Danway - Goat Rock (GPCO) 230 kV Line | Southeast |  | Southern Company | SOCO |  |  | NRIS | Generation | Solar | Battery |  | 80 | 80 |  | Solar+Battery | 2020 | 2024
IC-941 | active | 2021-03-18 | 2024-01-15 |  |  |  |  | Suspended | Perry | MS | Perry County, MS | 28111 | Eaton - Lucedale 115 kV Line | Southeast |  | Southern Company | SOCO |  |  | NRIS | Generation | Solar | Battery |  | 110 | 60 |  | Solar+Battery | 2021 | 2024
IC-942 | active | 2021-03-19 | 2025-04-14 |  |  |  |  | Suspended | Glynn | GA | Glynn County, GA | 13127 | Thalmann TS 500 kV Bus | Southeast |  | Southern Company | SOCO |  |  | NRIS | Generation | Solar | Battery |  | 1200 | 400 |  | Solar+Battery | 2021 | 2025
IC-945 | active | 2021-04-06 | 2026-02-01 |  |  |  |  | Suspended | Turner | GA | Turner County, GA | 13287 | North Tifton - Pitts 230 kV Line | Southeast |  | Southern Company | SOCO |  |  | NRIS | Generation | Solar | Battery |  | 210 | 60 |  | Solar+Battery | 2021 | 2026
IC-954 | active | 2021-04-15 | 2026-06-30 |  |  |  |  | Suspended | Conecuh | AL | Conecuh County, AL | 1035 | Evergreen - North Brewton 115 kV Line | Southeast |  | Southern Company | SOCO |  |  | NRIS | Generation | Solar | Battery |  | 80 | 80 |  | Solar+Battery | 2021 | 2026
IC-955 | active | 2021-04-20 | 2026-06-01 |  |  |  |  | Suspended | Lowndes | AL | Lowndes County, AL | 1085 | Greenville - Pintlala 115 kV Line | Southeast |  | Southern Company | SOCO |  |  | NRIS | Generation | Solar | Battery |  | 58 | 30 |  | Solar+Battery | 2021 | 2026
IC-971 | active | 2021-07-08 | 2026-06-01 |  |  |  |  | Suspended | Lowndes | AL | Lowndes County, AL | 1085 | Greenville - Pintlala 115 kV Line | Southeast |  | Southern Company | SOCO |  |  | NRIS | Generation | Solar | Battery |  | 80 | 80 |  | Solar+Battery | 2021 | 2026
IC-979 | active | 2021-08-20 | 2026-09-30 |  |  |  |  | Suspended | Conecuh | AL | Conecuh County, AL | 1035 | Evergreen  Monroeville 115 kV Line | Southeast |  | Southern Company | SOCO |  |  | NRIS | Generation | Solar | Battery |  | 80 | 80 |  | Solar+Battery | 2021 | 2026
IC-980 | active | 2021-08-26 | 2024-03-01 |  |  |  |  | Suspended | Oglethorpe | GA | Oglethorpe County, GA | 13221 | East Watkinsville - Russell Dam (USA) 230 kV Line | Southeast |  | Southern Company | SOCO |  |  | ERIS | Generation | Solar | Battery |  | 100 | 100 |  | Solar+Battery | 2021 | 2024
IC-987 | active | 2021-10-21 | 2025-03-01 |  |  |  |  | Suspended | Lamar | MS | Lamar County, MS | 28073 | Hattiesburg Southwest - Adams Creek 230 kV LIne | Southeast |  | Southern Company | SOCO |  |  | NRIS | Generation | Solar | Battery |  | 250 | 250 |  | Solar+Battery | 2021 | 2025
IC-992 | active | 2021-11-12 | 2025-04-30 |  |  |  |  | Suspended | Oglethorpe | GA | Oglethorpe County, GA | 13221 | East Watkinsville - Russell Dam (USA) 230 kV Line | Southeast |  | Southern Company | SOCO |  |  | ERIS | Generation | Solar | Battery |  | 120 | 60 |  | Solar+Battery | 2021 | 2025
IC-993 | active | 2021-11-12 | 2025-04-30 |  |  |  |  | Suspended | Johnson | GA | Johnson County, GA | 13167 | Wrightsville Substation 230 kV Bus | Southeast |  | Southern Company | SOCO |  |  | NRIS | Generation | Solar | Battery |  | 150 | 80 |  | Solar+Battery | 2021 | 2025
IC-994 | active | 2021-11-12 | 2025-04-30 |  |  |  |  | Suspended | Toombs | GA | Toombs County, GA | 13279 | Hatch - Vidalia 230 kV Line | Southeast |  | Southern Company | SOCO |  |  | ERIS | Generation | Solar | Battery |  | 200 | 100 |  | Solar+Battery | 2021 | 2025
IC-996 | active | 2021-11-23 | 2026-02-01 |  |  |  |  | Suspended | Charlton | GA | Charlton County, GA | 13049 | Homeland - Macedonia Switching 115 kV Line | Southeast |  | Southern Company | SOCO |  |  | ERIS | Generation | Solar | Battery |  | 120 | 60 |  | Solar+Battery | 2021 | 2026
IC-997 | active | 2021-12-03 | 2026-12-03 |  |  |  |  | Suspended | Baldwin | AL | Baldwin County, AL | 1003 | Beulah (Gulf) - Silverhill 230 kV Line | Southeast |  | Southern Company | SOCO |  |  | NRIS | Generation | Solar | Battery |  | 80 | 80 |  | Solar+Battery | 2021 | 2026
IC-999 | active | 2021-12-03 | 2026-12-03 |  |  |  |  | Suspended | Baldwin | AL | Baldwin County, AL | 1003 | Elsanor - Mobile Hwy (GULF) 230 kV Line | Southeast |  | Southern Company | SOCO |  |  | NRIS | Generation | Solar | Battery |  | 80 | 80 |  | Solar+Battery | 2021 | 2026
GI-DISIS-2022-04 | active | 2022-05-09 |  |  |  |  | Executed LGIA | IA Executed | Kit Carson | CO | Kit Carson County, CO | 8063 | South Fork 115kV Substation | West |  | Tri-State Generation and Transmission Association | TSGT |  |  | ERIS | Generation | Solar | Battery |  | 158 | 79 |  | Solar+Battery | 2022
GI-DISIS-2022-07 | active | 2022-05-24 |  |  |  |  | Executed LGIA | IA Executed | Weld | CO | Weld County, CO | 8123 | Henry Lake -Story 230kV Line | West |  | Tri-State Generation and Transmission Association | TSGT |  |  | NRIS | Generation | Solar | Battery |  | 199 | 100 |  | Solar+Battery | 2022
GI-DISIS-2022-22 | active | 2022-05-27 |  |  |  |  | Executed LGIA | IA Executed | Kit Carson | CO | Kit Carson County, CO | 8063 | Hell Creek Substation | West |  | Tri-State Generation and Transmission Association | TSGT |  |  | ERIS | Generation | Solar | Battery |  | 30 | 60 |  | Solar+Battery | 2022
GI-DISIS-2022-44 | active | 2022-05-31 |  |  |  |  | Executed LGIA | IA Executed | Moffat | CO | Moffat County, CO | 8081 | Craig 345kV Substation | West |  | Tri-State Generation and Transmission Association | TSGT |  |  | NRIS | Generation | Solar | Battery |  | 199 | 100 |  | Solar+Battery | 2022
GI-DISIS-2022-49 | active | 2022-05-31 |  |  |  |  | Executed LGIA | IA Executed | Prowers | CO | Prowers County, CO | 8099 | Lamar 230kV Substation | West |  | Tri-State Generation and Transmission Association | TSGT |  |  | ERIS | Generation | Solar | Battery |  | 150 | 75 |  | Solar+Battery | 2022
TI-19-0227 | active | 2021-03-15 |  |  |  | 2024-08-01 | Executed LGIA | IA Executed | La Plata | CO | La Plata County, CO | 8067 | Hesperus 115kV Substation | West |  | Tri-State Generation and Transmission Association | TSGT |  |  | NRIS | Generation | Solar | Battery |  | 155 | 155 |  | Solar+Battery | 2021
90 | active | 2021-01-27 | 2025-12-01 |  |  |  | IA EXECUTION IN PROGRESS | IA Pending | Pima | AZ | Pima County, AZ | 4019 | Pinal West - South Loop 345kV | West |  | Tucson Electric Power Company | TEP |  |  | NRIS | Generation | Solar | Battery |  | 400 | 200 |  | Solar+Battery | 2021 | 2025
54788 | active | 2023-04-17 | 2031-01-01 |  |  |  | Caiso Cluster 15 Unvalidated | Not Started | Alameda | CA | Alameda, CA | 6001 | TESLA 230 kV | CAISO | Bryon Highway Power Bank | PGAE | CAISO |  | Cluster 15 | NRIS | Generation | Gas | Battery |  | 662.27 | 497.523 |  | Gas+Battery | 2023 | 2031
19INR0002 | active | 2016-05-24 | 2027-07-01 |  |  |  | SS Completed, FIS Started, No IA | Facility Study | Upton | TX | Upton, TX | 48461 | tap 345kV 11028 Odessa - 76000 N McCamey | ERCOT | Grandfalls Solar |  | ERCOT | Nextera |  |  | Generation | type1: Solar; mw1: 178 | Solar+Battery | 2016 | 2027
19INR0042 | active | 2017-03-15 | 2025-12-31 |  |  | 2019-10-24 | SS Completed, FIS Started, IA | IA Executed | Brazoria | TX | Brazoria, TX | 48039 | 138 KV (CEHE Sub) Tap Burke (42410) - Eagle Nest (42430) ckt 02 | ERCOT | Long Point Solar |  | ERCOT | Long Point Solar, LLC |  |  | Generation | type1: Solar; mw1: 120 | Solar+Battery | 2017 | 2025
19INR0117 | active | 2017-09-08 | 2025-01-31 |  |  | 2020-04-17 | SS Completed, FIS Completed, IA | IA Executed | Eastland | TX | Eastland, TX | 48133 | 68051 Reata 345kV | ERCOT | Roadrunner Crossing Wind SLF |  | ERCOT | Roadrunner Crossing Wind Farm, LLC |  |  | Generation | type1: Wind; mw1: 128 | Wind+Battery | 2017 | 2025
19INR0134 | active | 2017-09-22 | 2024-12-31 |  |  | 2019-11-13 | SS Completed, FIS Completed, IA | IA Executed | Brazoria | TX | Brazoria, TX | 48039 | tap 138kV 42870 Liverpool - 43070 Petson | ERCOT | Cottonwood Bayou Solar |  | ERCOT | Cottonwood Bayou Solar, LLC |  |  | Generation | type1: Solar; mw1: 351.4 | Solar+Battery | 2017 | 2024
19INR0155 | active | 2017-12-05 | 2025-01-25 |  |  | 2019-08-29 | SS Completed, FIS Completed, IA | IA Executed | Frio | TX | Frio, TX | 48163 | 5895 Pearsall 138kV | ERCOT | Morrow Lake Solar |  | ERCOT | Morrow Lake Solar, LLC |  |  | Generation | type1: Solar; mw1: 201.1 | Solar+Battery | 2017 | 2025
20INR0086 | active | 2018-05-09 | 2028-02-22 |  |  | 2021-09-28 | SS Completed, FIS Started, IA | IA Executed | Cameron | TX | Cameron, TX | 48061 | 345 KV Tap #8318 Rio Hondo - #8317 La Palma | ERCOT | Arroyo Solar |  | ERCOT | BT Cantwell Solar, LLC |  |  | Generation | type1: Solar; mw1: 100 | Solar+Battery | 2018 | 2028
20INR0091 | active | 2018-05-15 | 2026-02-11 |  |  | 2019-02-21 | SS Completed, FIS Completed, IA | IA Executed | Childress | TX | Childress, TX | 48075 | 60501 Tesla 345kV | ERCOT | Fagus Solar Park 1 SLF |  | ERCOT | Excel Advantage Services, LLC dba Misae Solar Park II |  |  | Generation | type1: Solar; mw1: 166.42 | Solar+Battery | 2018 | 2026
20INR0106 | active | 2018-06-14 | 2026-03-31 |  |  |  | SS Completed, FIS Started, No IA | Facility Study | Falls | TX | Falls, TX | 48145 | tap 345kV 3409 LakeCr1 - 3414 TempSS | ERCOT | Wang Solar SLF |  | ERCOT | BT Yixin Solar, LLC |  |  | Generation | type1: Solar; mw1: 144.6 | Solar+Battery | 2018 | 2026
20INR0162 | active | 2018-09-13 | 2027-12-31 |  |  | 2024-06-14 | SS Completed, FIS Started, IA | IA Executed | Starr | TX | Starr, TX | 48427 | 80355 Del Sol 345kV | ERCOT | Diamondback solar |  | ERCOT | Nextera |  |  | Generation | type1: Solar; mw1: 201.6 | Solar+Battery | 2018 | 2027
20INR0203 | active | 2018-10-04 | 2025-12-01 |  |  | 2020-07-29 | SS Completed, FIS Completed, IA | IA Executed | Hopkins | TX | Hopkins, TX | 48223 | Monticello Switch  Allen Switch 345 kV Line | ERCOT | Pine Forest Solar |  | ERCOT | Pine Forest Solar I, LLC |  |  | Generation | type1: Solar; mw1: 301.51 | Solar+Battery | 2018 | 2025
20INR0213 | active | 2019-01-07 | 2028-06-01 |  |  |  | SS Completed, FIS Started, No IA | Facility Study | Tom Green | TX | Tom Green, TX | 48451 | 6444 Red Creek 345kV | ERCOT | Brushy Creek Solar SLF |  | ERCOT | Brushy Creek Solar LLC |  |  | Generation | type1: Solar; mw1: 177.09 | Solar+Battery | 2019 | 2028
20INR0216 | active | 2018-11-07 | 2024-12-27 | 2024-12-27 |  | 2020-10-01 | SS Completed, FIS Completed, IA | IA Executed | Starr | TX | Starr, TX | 48427 | 8795 Roma 138kV | ERCOT | Starr Solar Ranch |  | ERCOT | Starr Solar Ranch 1 LLC |  |  | Generation | type1: Solar; mw1: 136.73 | Solar+Battery | 2018 | 2024
20INR0235 | active | 2019-01-07 | 2027-06-01 |  |  |  | SS Completed, FIS Started, No IA | Facility Study | Tom Green | TX | Tom Green, TX | 48451 | Tap 345kV 76003 Big Hill - 76009 Twin Buttes | ERCOT | Knickerbocker Solar SLF |  | ERCOT | Knickerbocker Solar LLC |  |  | Generation | type1: Solar; mw1: 241.26 | Solar+Battery | 2019 | 2027
20INR0241 | active | 2019-01-21 | 2026-03-10 |  |  | 2019-12-17 | SS Completed, FIS Completed, IA | IA Executed | Jones | TX | Jones, TX | 48253 | tap 345kV 68001 Claytonville  68004 Phantom Hill c2 | ERCOT | Crowded Star Solar |  | ERCOT | Jones City Solar, LLC |  |  | Generation | type1: Solar; mw1: 218.79 | Solar+Battery | 2019 | 2026
20INR0242 | active | 2017-06-23 | 2025-12-01 |  |  | 2024-08-15 | SS Completed, FIS Started, IA | IA Executed | Jones | TX | Jones, TX | 48253 | existing tap 345 kV 68004 Phantom Hill station | ERCOT | Anson Solar Center, Phase II |  | ERCOT | Anson Solar Center 2, LLC |  |  | Generation | type1: Solar; mw1: 200.9 | Solar+Battery | 2017 | 2025
21INR0022 | active | 2018-07-11 | 2027-06-01 |  |  | 2020-10-19 | SS Completed, FIS Started, IA | IA Executed | Dawson | TX | Dawson, TX | 48115 | tap 345kV 59900 Longdraw - 79641 Farmland | ERCOT | Red Holly Solar |  | ERCOT | GreenGo Energy |  |  | Generation | type1: Solar; mw1: 260 | Solar+Battery | 2018 | 2027
21INR0029 | active | 2018-07-11 | 2028-05-30 |  |  | 2020-10-19 | SS Completed, FIS Started, IA | IA Executed | Dawson | TX | Dawson, TX | 48115 | tap 345kV 59900 Longdraw - 79641 Farmland | ERCOT | Red Holly Storage 1 |  | ERCOT | GreenGo Energy |  |  | Generation | type1: Battery; mw1: 50 | Solar+Battery | 2018 | 2028
21INR0031 | active | 2018-09-27 | 2026-08-17 |  |  | 2022-09-15 | SS Completed, FIS Started, IA | IA Executed | Fisher | TX | Fisher, TX | 48151 | tap 345 kV 68001 Claytonville  68004 Phantom Hill Circuit 2 | ERCOT | Indigo Solar |  | ERCOT | Innovative Solar 245, LLC |  |  | Generation | type1: Solar; mw1: 150 | Solar+Battery | 2018 | 2026
21INR0033 | active | 2018-09-27 | 2028-05-30 |  |  | 2020-10-19 | SS Completed, FIS Started, IA | IA Executed | Dawson | TX | Dawson, TX | 48115 | tap 345kV 59900 Longdraw - 79641 Farmland | ERCOT | Red Holly Storage |  | ERCOT | GreenGo Energy |  |  | Generation | type1: Battery; mw1: 50 | Solar+Battery | 2018 | 2028
21INR0207 | active | 2018-09-27 | 2026-03-31 |  |  | 2023-10-26 | SS Completed, FIS Started, IA | IA Executed | Haskell | TX | Haskell, TX | 48207 | 60089 Kilby Station 345kV | ERCOT | Quantum Solar |  | ERCOT | IP QUANTUM II, LLC |  |  | Generation | type1: Solar; mw1: 374.4 | Solar+Battery | 2018 | 2026
21INR0220 | active | 2018-12-06 | 2025-11-01 |  |  | 2021-01-27 | SS Completed, FIS Not Started, IA | IA Executed | Wharton | TX | Wharton, TX | 48481 | tap Blue  Hillje 345 kv Ckt.#27 | ERCOT | Maleza Solar |  | ERCOT | Brush Solar LLC |  |  | Generation | type1: Solar; mw1: 254.94 | Solar+Battery | 2018 | 2025
21INR0247 | active | 2017-06-23 | 2027-06-01 |  |  |  | SS Completed, FIS Started, No IA | Facility Study | Jones | TX | Jones, TX | 48253 | tap 345kV 68000 WShack - 68001 Clayton | ERCOT | Anson Solar Center, Phase III |  | ERCOT | Anson Solar Center 3, LLC |  |  | Generation | type1: Solar; mw1: 200 | Solar+Battery | 2017 | 2027
21INR0256 | active | 2019-02-07 | 2026-02-01 |  |  | 2022-02-17 | SS Completed, FIS Started, IA | IA Executed | Brazoria | TX | Brazoria, TX | 48039 | tap 345kV 43035 Oasis - 42500 Dow c27, c18 | ERCOT | Amsterdam Solar |  | ERCOT | Cottonwood Bayou Solar II, LLC |  |  | Generation | type1: Solar; mw1: 509.88 | Solar+Battery | 2019 | 2026
21INR0257 | active | 2019-02-14 | 2025-01-31 |  |  | 2021-10-18 | SS Completed, FIS Completed, IA | IA Executed | Hill | TX | Hill, TX | 48217 | 68092 Liberty Station 345kV | ERCOT | Mercury Solar SLF |  | ERCOT | Mercury Solar, LLC |  |  | Generation | type1: Solar; mw1: 206.11 | Solar+Battery | 2019 | 2025
21INR0265 | active | 2019-02-28 | 2027-05-31 |  |  |  | SS Completed, FIS Started, No IA | Facility Study | Ector | TX | Ector, TX | 48135 | tapping the 345 kV line connecting Moss Switch (Bus# 1018) to Wolf Switching Station (Bus# 11010) | ERCOT | Sisters Solar |  | ERCOT | Oberon Solar LLC |  |  | Generation | type1: Solar; mw1: 301.6 | Solar+Battery | 2019 | 2027
21INR0326 | active | 2019-05-07 | 2026-07-31 |  |  | 2023-10-31 | SS Completed, FIS Started, IA | IA Executed | Duval | TX | Duval, TX | 48131 | tap 138kV 8510 Falfurrias - 8695 Crestonio | ERCOT | Dove Run Solar |  | ERCOT | Dove Run Solar Project, LLC |  |  | Generation | type1: Solar; mw1: 120.86 | Solar+Battery | 2019 | 2026
21INR0334 | active | 2019-05-10 | 2026-06-30 |  |  | 2023-10-26 | SS Completed, FIS Started, IA | IA Executed | Uvalde | TX | Uvalde, TX | 48463 | Tap 138kV 8241 Razorback - 8234 Uvalde | ERCOT | Nightfall Solar SLF |  | ERCOT | BDPU SOLAR NIGHTFALL, LLC |  |  | Generation | type1: Solar; mw1: 181.16 | Solar+Battery | 2019 | 2026
21INR0343 | active | 2019-05-07 | 2026-12-31 |  |  |  | SS Completed, FIS Started, No IA | Facility Study | Jackson | TX | Jackson, TX | 48239 | tap 138kV 5588 Red Bluff - 5546 Danevang c1 | ERCOT | Flag City Solar |  | ERCOT | Flag City Solar Project, LLC |  |  | Generation | type1: Solar; mw1: 167.3 | Solar+Battery | 2019 | 2026
21INR0344 | active | 2019-05-02 | 2026-12-31 |  |  | 2021-10-29 | SS Completed, FIS Started, IA | IA Executed | Jackson | TX | Jackson, TX | 48239 | tap 345 kV Static (#8676) - South Texas Project (#5915) | ERCOT | Lunis Creek Solar SLF |  | ERCOT | Lunis Creek Solar Project, LLC |  |  | Generation | type1: Solar; mw1: 617.12 | Solar+Battery | 2019 | 2026
21INR0349 | active | 2019-05-31 | 2026-12-08 |  |  |  | SS Completed, FIS Started, No IA | Facility Study | Colorado | TX | Colorado, TX | 48089 | Rock Island (57640) 138kV | ERCOT | Pearl Crescent Solar |  | ERCOT | RWE Solar Development, LLC |  |  | Generation | type1: Solar; mw1: 208.35 | Solar+Battery | 2019 | 2026
21INR0353 | active | 2019-06-27 | 2024-12-21 | 2024-12-21 |  | 2022-09-01 | SS Completed, FIS Completed, IA | IA Executed | Bell | TX | Bell, TX | 48027 | 345kV #3404 Belfalls Switch | ERCOT | Big Elm Solar |  | ERCOT | Big Elm Solar, LLC |  |  | Generation | type1: Solar; mw1: 201.02 | Solar+Battery | 2019 | 2024
21INR0359 | active | 2019-05-29 | 2026-03-01 |  |  | 2023-12-18 | SS Completed, FIS Completed, IA | IA Executed | Bosque | TX | Bosque, TX | 48035 | tap 345kV 68091 Navarro - 68040 Kopperl | ERCOT | Hickerson Solar |  | ERCOT | Hickerson Solar |  |  | Generation | type1: Solar; mw1: 316.3 | Solar+Battery | 2019 | 2026
21INR0380 | active | 2019-08-05 | 2026-12-15 |  |  |  | SS Completed, FIS Started, No IA | Facility Study | Matagorda | TX | Matagorda, TX | 48321 | tap 345kV 44000 W A Parish - 5915 STP | ERCOT | Charolais Solar |  | ERCOT | RWE Solar Development, LLC |  |  | Generation | type1: Solar; mw1: 261.63 | Solar+Battery | 2019 | 2026
21INR0393 | active | 2019-07-12 | 2025-04-30 |  |  | 2022-06-08 | SS Completed, FIS Completed, IA | IA Executed | Jim Wells | TX | Jim Wells, TX | 48249 | 5660 Orange Grove 138kV | ERCOT | Orange Grove Solar |  | ERCOT | Enbridge Solar (Orange Grove), LLC |  |  | Generation | type1: Solar; mw1: 130.6 | Solar+Battery | 2019 | 2025
21INR0443 | active | 2019-10-31 | 2025-06-12 |  |  | 2022-03-18 | SS Completed, FIS Completed, IA | IA Executed | Brazoria | TX | Brazoria, TX | 48039 | tap 138kV 42870 Liverpool - 43070 Petson | ERCOT | Cottonwood Bayou Storage |  | ERCOT | Cottonwood Bayou Storage, LLC |  |  | Generation | type1: Battery; mw1: 153.03 | Solar+Battery | 2019 | 2025
21INR0444 | active | 2019-11-01 | 2025-12-01 |  |  | 2023-08-28 | SS Completed, FIS Started, IA | IA Executed | Brazoria | TX | Brazoria, TX | 48039 | 138 KV (CEHE Sub) Tap Burke (42410) - Eagle Nest (42430) ckt 02 | ERCOT | Long Point Storage |  | ERCOT | Long Point Storage, LLC |  |  | Generation | type1: Battery; mw1: 100.62 | Solar+Battery | 2019 | 2025
21INR0456 | active | 2019-10-31 | 2025-11-01 |  |  |  | SS Completed, FIS Started, No IA | Facility Study | Wharton | TX | Wharton, TX | 48481 | tap Blue  Hillje 345 kv Ckt.#27 | ERCOT | Maleza Storage |  | ERCOT | Brush Storage, LLC |  |  | Generation | type1: Battery; mw1: 150.83 | Solar+Battery | 2019 | 2025
21INR0470 | active | 2019-12-20 | 2026-12-15 |  |  |  | SS Completed, FIS Started, No IA | Facility Study | Colorado | TX | Colorado, TX | 48089 | Rock Island (57640) 138kV | ERCOT | Pearl Crescent Storage |  | ERCOT | RWE Solar Development, LLC |  |  | Generation | type1: Battery; mw1: 50.26 | Solar+Battery | 2019 | 2026
21INR0482 | active | 2019-12-18 | 2027-05-31 |  |  |  | SS Completed, FIS Started, No IA | Facility Study | Ector | TX | Ector, TX | 48135 | tapping the 345 kV line connecting Moss Switch (Bus# 1018) to Wolf Switching Station (Bus# 11010) | ERCOT | Sisters Storage |  | ERCOT | 174 Power Global Properties |  |  | Generation | type1: Battery; mw1: 208.89 | Solar+Battery | 2019 | 2027
21INR0483 | active | 2020-02-07 | 2025-02-08 |  |  |  | SS Completed, FIS Started, No IA | Facility Study | Frio | TX | Frio, TX | 48163 | 5895 Pearsall 138kV | ERCOT | Morrow Lake Storage |  | ERCOT | Morrow Lake Storage, LLC |  |  | Generation | type1: Battery; mw1: 201.13 | Solar+Battery | 2020 | 2025
22INR0209 | active | 2019-01-17 | 2027-07-31 |  |  |  | SS Completed, FIS Started, No IA | Facility Study | Wilbarger | TX | Wilbarger, TX | 48487 | 6101 Riley 345kV | ERCOT | Felix North Solar |  | ERCOT | Crescent Solar, LLC |  |  | Generation | type1: Solar; mw1: 100.54 | Solar+Battery | 2019 | 2027
22INR0237 | active | 2019-11-11 | 2026-06-02 |  |  |  | SS Completed, FIS Started, No IA | Facility Study | Comanche | TX | Comanche, TX | 48093 | 1440 Comanche 345kV | ERCOT | Dragan Solar |  | ERCOT | Hecate Comanche Solar LLC |  |  | Generation | type1: Solar; mw1: 411 | Solar+Battery | 2019 | 2026
22INR0243 | active | 2020-02-12 | 2025-12-15 |  |  |  | SS Completed, FIS Started, No IA | Facility Study | Wilson | TX | Wilson, TX | 48493 | tap 345kV 5915 STP - 5133 Elm Creek ckt 1 | ERCOT | Painted Horse Solar |  | ERCOT | RWE Solar Development, LLC |  |  | Generation | type1: Solar; mw1: 200.58 | Solar+Battery | 2020 | 2025
22INR0244 | active | 2020-01-02 | 2025-12-15 |  |  |  | SS Completed, FIS Started, No IA | Facility Study | Matagorda | TX | Matagorda, TX | 48321 | tap 345kV 5915 STP to 44200 Hillje 345kV Ckt 64 | ERCOT | Razorbill Solar |  | ERCOT | RWE Solar Development, LLC |  |  | Generation | type1: Solar; mw1: 240 | Solar+Battery | 2020 | 2025
22INR0251 | active | 2019-12-03 | 2026-03-31 |  |  | 2022-02-16 | SS Completed, FIS Started, IA | IA Executed | Dewitt | TX | DeWitt, TX | 48123 | tap 345kV 5133 Elm Creek - 5915 SO TEX ckt 1 | ERCOT | Shaula I Solar |  | ERCOT | Shaula Energy Project, LLC |  |  | Generation | type1: Solar; mw1: 205.2 | Solar+Battery | 2019 | 2026
22INR0267 | active | 2019-12-18 | 2026-05-30 |  |  | 2022-04-27 | SS Completed, FIS Started, IA | IA Executed | Dewitt | TX | DeWitt, TX | 48123 | tap 345kV 5133 Elm Creek - 5915 SO TEX ckt 1 | ERCOT | Shaula II Solar |  | ERCOT | Shaula Energy Project II, LLC |  |  | Generation | type1: Solar; mw1: 205.2 | Solar+Battery | 2019 | 2026
22INR0274 | active | 2020-03-26 | 2026-04-16 |  |  | 2019-12-17 | SS Completed, FIS Completed, IA | IA Executed | Jones | TX | Jones, TX | 48253 | tap 345kV 68001 Claytonville  68004 Phantom Hill c2 | ERCOT | Crowded Star Solar II |  | ERCOT | Jones City Solar II, LLC |  |  | Generation | type1: Solar; mw1: 190.18 | Solar+Battery | 2020 | 2026
22INR0276 | active | 2019-12-11 | 2026-03-20 |  |  |  | SS Completed, FIS Completed, No IA | Facility Study | Henderson | TX | Henderson, TX | 48213 | Tap 138kV 3127 Trinidad  3466 Kerens | ERCOT | Trinidad ESS Addition |  | ERCOT | LUMINANT GENERATION COMPANY LLC |  |  | Generation | type1: Battery; mw1: 110 | Gas+Battery | 2019 | 2026
22INR0283 | active | 2020-01-07 | 2024-12-30 | 2024-12-30 |  | 2021-06-19 | SS Completed, FIS Completed, IA | IA Executed | Goliad | TX | Goliad, TX | 48175 | tap 345kV 8624 Grissom  8164 Coleto Creek | ERCOT | Peregrine Solar |  | ERCOT | SP-Peregrine Solar LLC |  |  | Generation | type1: Solar; mw1: 301.3 | Solar+Battery | 2020 | 2024
22INR0330 | active | 2020-05-01 | 2026-09-01 |  |  |  | SS Completed, FIS Completed, No IA | Facility Study | Hale | TX | Hale, TX | 48189 | 23920 Blackwater 345kV | ERCOT | Old Aqueduct Batt |  | ERCOT | Old Aqueduct LLC |  |  | Generation | type1: Battery; mw1: 302.94 | Solar+Battery | 2020 | 2026
22INR0354 | active | 2020-08-04 | 2025-01-31 |  |  | 2022-03-04 | SS Completed, FIS Completed, IA | IA Executed | Harris | TX | Harris, TX | 48201 | tap 138kV 40391 Crosby C66 - 40130 Atascocita | ERCOT | XE Murat [Adlong] Solar |  | ERCOT | Liberty 1 Solar |  |  | Generation | type1: Solar; mw1: 60.36 | Solar+Battery | 2020 | 2025
22INR0364 | active | 2020-07-02 | 2025-12-15 |  |  |  | SS Completed, FIS Started, No IA | Facility Study | Wilson | TX | Wilson, TX | 48493 | tap 345kV 5915 STP - 5133 Elm Creek ckt 1 | ERCOT | Painted Horse Storage |  | ERCOT | RWE Solar Development, LLC |  |  | Generation | type1: Battery; mw1: 53.22 | Solar+Battery | 2020 | 2025
22INR0374 | active |  | 2027-07-01 |  |  | 2021-05-04 | SS Completed, FIS Started, IA | IA Executed | Haskell | TX | Haskell, TX | 48207 | tap 345kV 60515 Clear Crossing - 6104 Smoky Hill | ERCOT | Inertia Solar |  | ERCOT | Inertia Solar Project, LLC |  |  | Generation | type1: Solar; mw1: 202.39 | Solar+Battery |  | 2027
22INR0375 | active | 2020-10-13 | 2027-07-01 |  |  | 2021-05-04 | SS Completed, FIS Started, IA | IA Executed | Haskell | TX | Haskell, TX | 48207 | tap 345kV 60515 Clear Crossing - 6104 Smoky Hill | ERCOT | Inertia BESS 2 |  | ERCOT | Inertia Energy Storage, LLC |  |  | Generation | type1: Battery; mw1: 100.77 | Solar+Battery | 2020 | 2027
22INR0382 | active | 2020-08-04 | 2025-12-15 |  |  |  | SS Completed, FIS Started, No IA | Facility Study | Matagorda | TX | Matagorda, TX | 48321 | tap 345kV 5915 STP to 44200 Hillje 345kV Ckt 64 | ERCOT | Razorbill Storage |  | ERCOT | RWE Solar Development, LLC |  |  | Generation | type1: Battery; mw1: 120 | Solar+Battery | 2020 | 2025
22INR0400 | active | 2020-08-21 | 2026-02-28 |  |  |  | SS Completed, FIS Started, No IA | Facility Study | Comanche | TX | Comanche, TX | 48093 | 1440 Comanche 345kV | ERCOT | Dragan Storage |  | ERCOT | Hecate Grid Dragan Storage LLC |  |  | Generation | type1: Battery; mw1: 408.3 | Solar+Battery | 2020 | 2026
22INR0402 | active | 2020-09-02 | 2026-12-15 |  |  |  | SS Completed, FIS Started, No IA | Facility Study | Swisher | TX | Swisher, TX | 48437 | new 345kV sub Kress connecting both 23912 Ogallala - 23914 Tule Canyon circuits | ERCOT | Frye Storage |  | ERCOT | Hecate Energy Frye Storage LLC |  |  | Generation | type1: Battery; mw1: 503.85 | Solar+Battery | 2020 | 2026
22INR0417 | active | 2020-10-07 | 2026-02-01 |  |  | 2022-04-14 | SS Completed, FIS Started, IA | IA Executed | Brazoria | TX | Brazoria, TX | 48039 | tap 345kV 43035 Oasis - 42500 Dow c27 | ERCOT | Amsterdam Storage |  | ERCOT | Cottonwood Bayou II Storage, LLC |  |  | Generation | type1: Battery; mw1: 201.13 | Solar+Battery | 2020 | 2026
22INR0444 | active | 2021-03-01 | 2025-10-27 |  |  |  | SS Completed, FIS Completed, No IA | Facility Study | Jack | TX | Jack, TX | 48237 | 1445 Burwick 345kV | ERCOT | Liberty Senate Solar 1 |  | ERCOT | Senate Solar LLC |  |  | Generation | type1: Solar; mw1: 202 | Solar+Battery | 2021 | 2025
22INR0455 | active | 2020-12-03 | 2025-02-15 |  |  | 2022-02-01 | SS Completed, FIS Completed, IA | IA Executed | Crockett | TX | Crockett, TX | 48105 | 6562 Friends Ranch 138kV | ERCOT | Blue Sky Sol |  | ERCOT | Blue Sky Solar LLC |  |  | Generation | type1: Solar; mw1: 101.2 | Solar+Battery | 2020 | 2025
22INR0457 | active | 2020-12-03 | 2026-05-29 |  |  | 2024-08-15 | SS Completed, FIS Started, IA | IA Executed | Jones | TX | Jones, TX | 48253 | tap 345 kV 68004 Phantom Hill station | ERCOT | Anson BAT |  | ERCOT | Anson II Storage LLC |  |  | Generation | type1: Battery; mw1: 150.6 | Solar+Battery | 2020 | 2026
22INR0462 | active | 2020-12-03 | 2026-09-01 |  |  |  | SS Completed, FIS Started, No IA | Facility Study | Hale | TX | Hale, TX | 48189 | 23920 Blackwater 345kV | ERCOT | Old Aqueduct Solar |  | ERCOT | Old Aqueduct Solar |  |  | Generation | type1: Solar; mw1: 511.63 | Solar+Battery | 2020 | 2026
22INR0525 | active | 2021-04-13 | 2025-06-01 |  |  | 2024-10-31 | SS Completed, FIS Completed, IA | IA Executed | Pecos | TX | Pecos, TX | 48371 | 38355 TNLeon Creek 138kV | ERCOT | St. Gall II Energy Storage |  | ERCOT | St. Gall Energy Storage LLC |  |  | Generation | type1: Battery; mw1: 100.24 | Solar+Battery | 2021 | 2025
22INR0526 | active | 2021-05-04 | 2025-10-29 |  |  | 2024-04-10 | SS Completed, FIS Completed, IA | IA Executed | Hopkins | TX | Hopkins, TX | 48223 | tap 345kV 1696 Monticello SES - 2514 Allen Switch | ERCOT | Pine Forest BESS |  | ERCOT | Pine Forest Hybrid I, LLC |  |  | Generation | type1: Battery; mw1: 200.74 | Solar+Battery | 2021 | 2025
22INR0559 | active | 2021-11-16 | 2026-03-03 |  |  | 2023-05-01 | SS Completed, FIS Started, IA | IA Executed | Bee | TX | Bee, TX | 48025 | 69 kV Tynan Substation (#8107) | ERCOT | Honeycomb Solar SLF |  | ERCOT | Honeycomb Solar, LLC |  |  | Generation | type1: Solar; mw1: 61.1 | Solar+Battery | 2021 | 2026
23INR0007 | active | 2019-12-06 | 2025-09-05 |  |  | 2022-01-11 | SS Completed, FIS Completed, IA | IA Executed | Webb | TX | Webb, TX | 48479 | Tap 345kV 80219 Lobo - 5709 Fowlerton | ERCOT | Outpost Solar |  | ERCOT | Hecate Energy Outpost Solar LLC |  |  | Generation | type1: Solar; mw1: 517.3 | Solar+Battery | 2019 | 2025
23INR0008 | active | 2019-12-16 | 2025-08-01 |  |  |  | SS Completed, FIS Started, No IA | Facility Study | Nolan | TX | Nolan, TX | 48353 | 11420 Sweetwater East 345kV | ERCOT | Harley Hand Solar |  | ERCOT | HECTATE ENERGY HARLEY HAND SOLAR LLC |  |  | Generation | type1: Solar; mw1: 513.7 | Solar+Battery | 2019 | 2025
23INR0009 | active | 2019-12-18 | 2025-12-24 |  |  |  | SS Completed, FIS Started, No IA | Facility Study | Dewitt | TX | DeWitt, TX | 48123 | tap 345kV 5133 Elm Creek - 5915 SO TEX ckt 1 | ERCOT | Shaula III Solar |  | ERCOT | Shaula Energy Project III, LLC |  |  | Generation | type1: Solar; mw1: 205.2 | Solar+Battery | 2019 | 2025
23INR0027 | active | 2020-05-01 | 2027-04-29 |  |  | 2021-11-23 | SS Completed, FIS Completed, IA | IA Executed | Wilson | TX | Wilson, TX | 48493 | Tap 345KV 5133 Elm Creek - 5323 Old Hickory | ERCOT | Cachena Solar SLF |  | ERCOT | Clear Fork Creek Solar LLC |  |  | Generation | type1: Solar; mw1: 600 | Solar+Battery | 2020 | 2027
23INR0030 | active | 2020-06-03 | 2027-03-01 |  |  | 2023-08-31 | SS Completed, FIS Started, IA | IA Executed | Bosque | TX | Bosque, TX | 48035 | tap 345kV 68040 Kopperl - 68091 Navarro | ERCOT | Langer Solar |  | ERCOT | Langer Solar LLC |  |  | Generation | type1: Solar; mw1: 249.8 | Solar+Battery | 2020 | 2027
23INR0031 | active | 2020-04-22 | 2026-03-31 |  |  | 2024-01-30 | SS Completed, FIS Completed, IA | IA Executed | Haskell | TX | Haskell, TX | 48207 | tap 345kV 1430 Graham - 1048 Tonkawas | ERCOT | Solace Solar |  | ERCOT | IP QUANTUM, LLC. |  |  | Generation | type1: Solar; mw1: 374.4 | Solar+Battery | 2020 | 2026
23INR0035 | active | 2020-06-26 | 2027-05-15 |  |  | 2021-12-03 | SS Completed, FIS Started, IA | IA Executed | Gonzales | TX | Gonzales, TX | 48177 | tap 138kV 7224 Luling - 7245 Gonzales | ERCOT | Starling Solar |  | ERCOT | Starling Solar, LLC |  |  | Generation | type1: Solar; mw1: 123 | Solar+Battery | 2020 | 2027
23INR0040 | active | 2020-06-09 | 2025-11-30 |  |  | 2022-12-01 | SS Completed, FIS Started, IA | IA Executed | Harris | TX | Harris, TX | 48201 | tap 138kV 47210 Holmes  42680 Garden Villas | ERCOT | Dori BQ Solar |  | ERCOT | Sunnyside Energy, LLC |  |  | Generation | type1: Solar; mw1: 50.42 | Solar+Battery | 2020 | 2025
23INR0057 | active | 2020-09-11 | 2027-12-31 |  |  | 2023-04-12 | SS Completed, FIS Started, IA | IA Executed | Matagorda | TX | Matagorda, TX | 48321 | Tap 345kV WAP to STP CKT39 (PTI# 5915-44000 CKT 39) | ERCOT | Duffy Solar |  | ERCOT | VDA Solar Texas 1 LLC |  |  | Generation | type1: Solar; mw1: 502.46 | Solar+Battery | 2020 | 2027
23INR0059 | active | 2020-08-04 | 2027-09-15 |  |  |  | SS Completed, FIS Started, No IA | Facility Study | Haskell | TX | Haskell, TX | 48207 | tap 345kV 60515 Clear Crossing - 60507 Pendulo | ERCOT | Briggs Solar |  | ERCOT | Briggs Solar, LLC |  |  | Generation | type1: Solar; mw1: 309.6 | Solar+Battery | 2020 | 2027
23INR0061 | active | 2020-08-04 | 2026-10-13 |  |  | 2022-10-12 | SS Completed, FIS Started, IA | IA Executed | Nueces | TX | Nueces, TX | 48355 | 85000 Nelson Sharpe 345kV | ERCOT | Noria Solar DCC |  | ERCOT | Noria Hondo Solar, LLC |  |  | Generation | type1: Solar; mw1: 145 | Solar+Battery | 2020 | 2026
23INR0062 | active | 2020-08-04 | 2026-10-13 |  |  | 2022-10-12 | SS Completed, FIS Started, IA | IA Executed | Nueces | TX | Nueces, TX | 48355 | 85000 Nelson Sharpe 345kV | ERCOT | Noria Storage |  | ERCOT | Noria Hondo Solar, LLC |  |  | Generation | type1: Battery; mw1: 75 | Solar+Battery | 2020 | 2026
23INR0070 | active | 2020-08-04 | 2024-12-30 | 2024-12-30 |  | 2022-02-04 | SS Completed, FIS Completed, IA | IA Executed | Bell | TX | Bell, TX | 48027 | 3687 Bell County East 345kV | ERCOT | Chillingham Solar |  | ERCOT | Chillingham Solar LLC |  |  | Generation | type1: Solar; mw1: 352.39 | Solar+Battery | 2020 | 2024
23INR0076 | active | 2020-09-11 | 2027-12-31 |  |  |  | SS Completed, FIS Started, No IA | Facility Study | Gonzales | TX | Gonzales, TX | 48177 | tap 138kV 7224 Luling - 7245 Gonzales | ERCOT | Cannon Solar SLF |  | ERCOT | Cannon Solar, LLC |  |  | Generation | type1: Solar; mw1: 80 | Solar+Battery | 2020 | 2027
23INR0079 | active | 2020-09-11 | 2025-08-02 |  |  | 2022-02-04 | SS Completed, FIS Completed, IA | IA Executed | Bell | TX | Bell, TX | 48027 | 3687 Bell County East 345kV | ERCOT | Chillingham Storage |  | ERCOT | Chillingham Storage LLC |  |  | Generation | type1: Battery; mw1: 153.93 | Solar+Battery | 2020 | 2025
23INR0082 | active | 2020-11-05 | 2026-12-01 |  |  | 2023-06-29 | SS Completed, FIS Started, IA | IA Executed | Colorado | TX | Colorado, TX | 48089 | tap 345 kV 9073 Holman - 44200 Hillje | ERCOT | Bottom Grass Solar |  | ERCOT | Bottom Grass Solar Project, LLC |  |  | Generation | type1: Solar; mw1: 508.61 | Solar+Battery | 2020 | 2026
23INR0083 | active | 2020-11-05 | 2026-12-01 |  |  | 2023-06-29 | SS Completed, FIS Started, IA | IA Executed | Colorado | TX | Colorado, TX | 48089 | tap 345 kV 9073 Holman - 44200 Hillje | ERCOT | Bottom Grass BESS |  | ERCOT | Bottom Grass Solar Project, LLC |  |  | Generation | type1: Battery; mw1: 202.21 | Solar+Battery | 2020 | 2026
23INR0086 | active | 2020-10-23 | 2027-04-17 |  |  | 2023-09-20 | SS Completed, FIS Started, IA | IA Executed | Coleman | TX | Coleman, TX | 48083 | tap 345kV 1444 Brown - 11406 Central Bluff | ERCOT | Hanson Solar |  | ERCOT | Hanson Solar, LLC |  |  | Generation | type1: Solar; mw1: 400.58 | Solar+Battery | 2020 | 2027
23INR0091 | active | 2021-02-09 | 2026-02-16 |  |  | 2023-04-17 | SS Completed, FIS Started, IA | IA Executed | Brazoria | TX | Brazoria, TX | 48039 | 345kV Oasis (43035)  Seabreeze (43020) circuit 27 | ERCOT | Cascade Solar |  | ERCOT | Cascade Solar Energy, LLC |  |  | Generation | type1: Solar; mw1: 175 | Solar+Battery | 2021 | 2026
23INR0116 | active | 2020-12-22 | 2028-07-01 |  |  | 2024-04-23 | SS Completed, FIS Started, IA | IA Executed | Reeves | TX | Reeves, TX | 48389 | 60716 Saragosa 138kV | ERCOT | Cantaloupe Solar |  | ERCOT | Saragosa Del Sol Energy, LLC |  |  | Generation | type1: Solar; mw1: 303.13 | Solar+Battery | 2020 | 2028
23INR0117 | active | 2020-12-22 | 2028-07-01 |  |  | 2024-04-23 | SS Completed, FIS Started, IA | IA Executed | Reeves | TX | Reeves, TX | 48389 | 60716 Saragosa 138kV | ERCOT | Cantaloupe Storage |  | ERCOT | Saragosa Del Sol Energy, LLC |  |  | Generation | type1: Battery; mw1: 251.05 | Solar+Battery | 2020 | 2028
23INR0118 | active | 2021-02-04 | 2025-10-30 |  |  | 2023-06-17 | SS Completed, FIS Completed, IA | IA Executed | Falls | TX | Falls, TX | 48145 | Tap Bellfalls Switch (3404)  Lake Creek Switch (3409) | ERCOT | Blevins Solar |  | ERCOT | Blevins Solar, LLC |  |  | Generation | type1: Solar; mw1: 271.58 | Solar+Battery | 2021 | 2025
23INR0119 | active | 2021-02-04 | 2025-07-27 |  |  | 2023-06-17 | SS Completed, FIS Completed, IA | IA Executed | Falls | TX | Falls, TX | 48145 | Tap Bellfalls Switch (3404)  Lake Creek Switch (3409) | ERCOT | Blevins Storage |  | ERCOT | Blevins Solar, LLC |  |  | Generation | type1: Battery; mw1: 181.33 | Solar+Battery | 2021 | 2025
23INR0144 | active | 2020-12-22 | 2027-03-10 |  |  | 2022-08-12 | SS Completed, FIS Completed, IA | IA Executed | Grayson | TX | Grayson, TX | 48181 | Tap 138kV 1744 Gordonville - 11704 Sherman West | ERCOT | Galactic Solar |  | ERCOT | UKA North America, LLC |  |  | Generation | type1: Solar; mw1: 205.2 | Solar+Battery | 2020 | 2027
23INR0153 | active | 2021-01-26 | 2025-01-31 |  |  | 2021-10-18 | SS Completed, FIS Completed, IA | IA Executed | Hill | TX | Hill, TX | 48217 | 68092 Liberty Station 345kV | ERCOT | Mercury II Solar SLF |  | ERCOT | Mercury II Solar, LLC |  |  | Generation | type1: Solar; mw1: 206.11 | Solar+Battery | 2021 | 2025
23INR0168 | active | 2021-02-09 | 2026-12-15 |  |  |  | SS Completed, FIS Started, No IA | Facility Study | Matagorda | TX | Matagorda, TX | 48321 | tap 345kV 44000 W A Parish - 5915 STP | ERCOT | Charolais Storage |  | ERCOT | RWE Solar Development, LLC |  |  | Generation | type1: Battery; mw1: 150 | Solar+Battery | 2021 | 2026
23INR0181 | active | 2021-01-25 | 2027-05-15 |  |  | 2023-08-03 | SS Completed, FIS Completed, IA | IA Executed | Gonzales | TX | Gonzales, TX | 48177 | tap 138kV 7224 Luling - 7245 Gonzales | ERCOT | Starling Storage |  | ERCOT | Starling Storage, LLC |  |  | Generation | type1: Battery; mw1: 63.6 | Solar+Battery | 2021 | 2027
23INR0183 | active | 2021-01-25 | 2027-03-31 |  |  |  | SS Completed, FIS Started, No IA | Facility Study | Webb | TX | Webb, TX | 48479 | tap 345 kV Lobo 80219 - Fowlerton 5709 ckt #2 | ERCOT | Pradera Storage |  | ERCOT | Pradera Storage, LLC |  |  | Generation | type1: Battery; mw1: 153.11 | Solar+Battery | 2021 | 2027
23INR0206 | active | 2021-02-10 | 2027-07-01 |  |  |  | SS Completed, FIS Started, No IA | Facility Study | Goliad | TX | Goliad, TX | 48175 | tap 345kV 8624 Grissom - 8164 Coleto Creek | ERCOT | PEREGRINE BESS |  | ERCOT | CED Development Inc. |  |  | Generation | type1: Battery; mw1: 150 | Solar+Battery | 2021 | 2027
23INR0209 | active | 2021-03-01 | 2026-05-30 |  |  |  | SS Completed, FIS Started, No IA | Facility Study | Webb | TX | Webb, TX | 48479 | Tap 345kV 80219 Lobo - 5709 Fowlerton | ERCOT | Outpost Storage |  | ERCOT | Hecate Energy Outpost Storage LLC |  |  | Generation | type1: Battery; mw1: 508.1 | Solar+Battery | 2021 | 2026
23INR0214 | active | 2021-03-01 | 2025-08-01 |  |  |  | SS Completed, FIS Started, No IA | Facility Study | Nolan | TX | Nolan, TX | 48353 | 11420 Sweetwater East 345kV | ERCOT | Harley Hand Storage |  | ERCOT | Hecate Energy Harley Hand Solar LLC |  |  | Generation | type1: Battery; mw1: 509 | Solar+Battery | 2021 | 2025
23INR0215 | active | 2021-05-04 | 2028-12-31 |  |  |  | SS Completed, FIS Started, No IA | Facility Study | Zapata | TX | Zapata, TX | 48505 | tap 138kV 8299 Zapata - 8957 Lopeno4A | ERCOT | Big River Solar |  | ERCOT | Rio Grande River Solar LLC |  |  | Generation | type1: Solar; mw1: 104.35 | Solar+Battery | 2021 | 2028
23INR0222 | active | 2021-03-16 | 2026-12-31 |  |  |  | SS Completed, FIS Started, No IA | Facility Study | Kaufman | TX | Kaufman, TX | 48257 | tap 138kV 6902 Talty - 6801 Patton | ERCOT | Sunbelt Solar |  | ERCOT | Rose Hill Solar LLC |  |  | Generation | type1: Solar; mw1: 81.5 | Solar+Battery | 2021 | 2026
23INR0225 | active | 2021-03-16 | 2025-07-07 |  |  | 2023-11-07 | SS Completed, FIS Completed, IA | IA Executed | Lamar | TX | Lamar, TX | 48277 | Tap 138 kV Toco Switch (#1700)  Paris Switch (#1693) | ERCOT | MRG GOODY SOLAR |  | ERCOT | MRG GOODY SOLAR PROJECT, LLC |  |  | Generation | type1: Solar; mw1: 171.72 | Solar+Battery | 2021 | 2025
23INR0227 | active | 2021-04-06 | 2025-11-01 |  |  |  | SS Completed, FIS Started, No IA | Facility Study | Wharton | TX | Wharton, TX | 48481 | tap Blue  Hillje 345 kv Ckt.#27 | ERCOT | Maleza Solar II |  | ERCOT | Brush Solar, LLC |  |  | Generation | type1: Solar; mw1: 254.94 | Solar+Battery | 2021 | 2025
23INR0228 | active | 2021-04-21 | 2026-05-29 |  |  |  | SS Completed, FIS Completed, No IA | Facility Study | Clay | TX | Clay, TX | 48077 | Tap 345kV 6111 Riley - 1730 West Krum ckt 1 | ERCOT | Hiru Solar |  | ERCOT | Hecate Energy Hazel LLC |  |  | Generation | type1: Solar; mw1: 614.4 | Solar+Battery | 2021 | 2026
23INR0237 | active | 2021-05-04 | 2028-12-31 |  |  |  | SS Completed, FIS Started, No IA | Facility Study | Zapata | TX | Zapata, TX | 48505 | tap 138kV 8299 Zapata - 8957 Lopeno4A | ERCOT | Big River BESS |  | ERCOT | Rio Grande River Solar LLC |  |  | Generation | type1: Battery; mw1: 51.26 | Solar+Battery | 2021 | 2028
23INR0248 | active | 2021-04-30 | 2028-12-29 |  |  | 2023-02-22 | SS Completed, FIS Started, IA | IA Executed | Bell | TX | Bell, TX | 48027 | 3420 Temple Pecan Creek 138kV | ERCOT | Limewood Storage |  | ERCOT | Limewood Bell Renewables LLC |  |  | Generation | type1: Battery; mw1: 50 | Solar+Battery | 2021 | 2028
23INR0249 | active | 2021-04-30 | 2025-12-31 |  |  | 2023-02-22 | SS Completed, FIS Started, IA | IA Executed | Bell | TX | Bell, TX | 48027 | 3420 Temple Pecan Creek 138kV | ERCOT | Limewood Solar |  | ERCOT | Limewood Bell Renewables LLC |  |  | Generation | type1: Solar; mw1: 204.6 | Solar+Battery | 2021 | 2025
23INR0266 | active | 2021-05-10 | 2027-03-01 |  |  |  | SS Completed, FIS Started, No IA | Facility Study | Bosque | TX | Bosque, TX | 48035 | tap 345kV 68040 Kopperl - 68091 Navarro | ERCOT | Langer Storage |  | ERCOT | Langer Solar, LLC |  |  | Generation | type1: Battery; mw1: 61.53 | Solar+Battery | 2021 | 2027
23INR0295 | active | 2021-07-01 | 2026-12-31 |  |  |  | SS Completed, FIS Started, No IA | Facility Study | Bosque | TX | Bosque, TX | 48035 | tap 345kV 68080 Sam Switch  68090 Kopperl | ERCOT | Sultan Solar |  | ERCOT | Lake Whitney Solar, LLC |  |  | Generation | type1: Solar; mw1: 206.11 | Solar+Battery | 2021 | 2026
23INR0296 | active | 2021-07-01 | 2026-02-28 |  |  | 2022-10-10 | SS Completed, FIS Started, IA | IA Executed | Cooke | TX | Cooke, TX | 48097 | 11735 Cedar Elm Switch 345kV | ERCOT | Trojan Solar SLF |  | ERCOT | Compadre Solar, LLC |  |  | Generation | type1: Solar; mw1: 150.59 | Solar+Battery | 2021 | 2026
23INR0331 | active | 2021-07-15 | 2027-04-30 |  |  | 2022-11-30 | SS Completed, FIS Completed, IA | IA Executed | Jim Wells | TX | Jim Wells, TX | 48249 | 5660 Orange Grove Switching Station 138 kV | ERCOT | Orange Grove BESS |  | ERCOT | Talitha Energy Project, LLC |  |  | Generation | type1: Battery; mw1: 61.39 | Solar+Battery | 2021 | 2027
23INR0332 | active | 2021-08-24 | 2027-05-06 |  |  |  | SS Completed, FIS Completed, No IA | Facility Study | Cooke | TX | Cooke, TX | 48097 | Tap 138 kV line from Spring (#684) - Leo(#685) | ERCOT | Backwater Solar |  | ERCOT | Backwater Solar LLC |  |  | Generation | type1: Solar; mw1: 80 | Solar+Battery | 2021 | 2027
23INR0334 | active | 2021-10-05 | 2025-10-27 |  |  |  | SS Completed, FIS Completed, No IA | Facility Study | Jack | TX | Jack, TX | 48237 | 1445 Burwick 345kV | ERCOT | Liberty Senate Energy Storage 1 |  | ERCOT | Senate Solar LLC |  |  | Generation | type1: Battery; mw1: 207.4 | Solar+Battery | 2021 | 2025
23INR0344 | active | 2021-09-21 | 2025-09-30 |  |  | 2023-11-08 | SS Completed, FIS Completed, IA | IA Executed | Bell | TX | Bell, TX | 48027 | Tap 345kV 3687 Bell County East Switch - 39950 TNP One Plant Ckt 2 | ERCOT | Hermes Solar |  | ERCOT | Bell Solar 1 LLC |  |  | Generation | type1: Solar; mw1: 100.36 | Solar+Battery | 2021 | 2025
23INR0375 | active | 2021-09-17 | 2027-09-15 |  |  |  | SS Completed, FIS Completed, No IA | Facility Study | Cooke | TX | Cooke, TX | 48097 | Tap 138 kV 684 Spring - 685 Leo | ERCOT | Backwater Storage |  | ERCOT | Backwater Solar LLC |  |  | Generation | type1: Battery; mw1: 100 | Solar+Battery | 2021 | 2027
23INR0376 | active | 2021-09-09 | 2026-01-16 |  |  |  | SS Completed, FIS Started, No IA | Facility Study | Brazoria | TX | Brazoria, TX | 48039 | 345kV Oasis (43035)  Seabreeze circuit 27 | ERCOT | Cascade Storage |  | ERCOT | Oyster Creek LLC |  |  | Generation | type1: Battery; mw1: 250 | Solar+Battery | 2021 | 2026
23INR0385 | active | 2021-12-24 | 2026-12-16 |  |  | 2023-07-15 | SS Completed, FIS Completed, IA | IA Executed | Robertson | TX | Robertson, TX | 48395 | TAP 345 KV 3400 TWIN OAK SWITCH - 46020 LIMESTONE PLANT CIRCUIT 1 | ERCOT | Camp Creek Solar SLF |  | ERCOT | White Rock Solar, LLC |  |  | Generation | type1: Solar; mw1: 165.6 | Solar+Battery | 2021 | 2026
23INR0392 | active | 2021-11-16 | 2026-03-03 |  |  | 2023-05-01 | SS Completed, FIS Started, IA | IA Executed | Bee | TX | Bee, TX | 48025 | 69 kV Tynan Substation (#8107) | ERCOT | Honeycomb Storage SLF |  | ERCOT | Honeycomb BESS, LLC |  |  | Generation | type1: Battery; mw1: 0.37 | Solar+Battery | 2021 | 2026
23INR0409 | active | 2021-11-12 | 2024-12-24 | 2024-12-24 |  |  | SS Completed, FIS Started, No IA | Facility Study | Kaufman | TX | Kaufman, TX | 48257 | Tap 138kV 6902 Talty - 6894 Rose Hill | ERCOT | Sunbelt Storage |  | ERCOT | Rose Hill Solar LLC |  |  | Generation | type1: Battery; mw1: 52 | Solar+Battery | 2021 | 2024
23INR0439 | active | 2022-01-06 | 2026-03-13 |  |  |  | SS Completed, FIS Completed, No IA | Facility Study | Anderson | TX | Anderson, TX | 48001 | Tap 138kV 3325 Blackburn Switch  3272 Palestine | ERCOT | Smokey Willie Solar SLF |  | ERCOT | Neches Solar, LLC |  |  | Generation | type1: Solar; mw1: 200.92 | Solar+Battery | 2022 | 2026
23INR0469 | active | 2022-04-18 | 2026-08-15 |  |  | 2024-05-10 | SS Completed, FIS Completed, IA | IA Executed | Bell | TX | Bell, TX | 48027 | Tap 345 kV 3414 Temple Switch - 3409 Lake Creek | ERCOT | Big Elm Storage |  | ERCOT | Big Elm Storage, LLC |  |  | Generation | type1: Battery; mw1: 100.8 | Solar+Battery | 2022 | 2026
23INR0538 | active | 2022-11-15 | 2026-07-01 |  |  |  | SS Completed, FIS Started, No IA | Facility Study | Eastland | TX | Eastland, TX | 48133 | 68051 Reata 354kV | ERCOT | Roadrunner Crossing BESS SLF |  | ERCOT | Roadrunner Crossing BESS |  |  | Generation | type1: Battery; mw1: 40 | Wind+Battery | 2022 | 2026
24INR0010 | active | 2020-12-03 | 2026-04-30 |  |  | 2023-11-02 | SS Completed, FIS Completed, IA | IA Executed | Jack | TX | Jack, TX | 48237 | 1506 Long Hollow Switch 345kV | ERCOT | Pinnington Solar |  | ERCOT | Hecate Energy Longhorn Solar LLC |  |  | Generation | type1: Solar; mw1: 653.7 | Solar+Battery | 2020 | 2026
24INR0011 | active | 2020-12-03 | 2026-04-30 |  |  |  | SS Completed, FIS Completed, No IA | Facility Study | Jack | TX | Jack, TX | 48237 | tap both 345kV 1430 Graham - 1436 Parker 345kV lines | ERCOT | Pinnington Storage |  | ERCOT | Hecate Energy Longhorn Storage LLC |  |  | Generation | type1: Battery; mw1: 508.7 | Solar+Battery | 2020 | 2026
24INR0031 | active | 2021-10-08 | 2025-04-30 |  |  | 2023-05-15 | SS Completed, FIS Completed, IA | IA Executed | Milam | TX | Milam, TX | 48331 | Tap 345 kV 13429 SANDOW SWITCH - 7040 AUSTROP Beulah Switch to tap above line | ERCOT | Stoneridge Solar |  | ERCOT | Stoneridge Solar, LLC |  |  | Generation | type1: Solar; mw1: 201.6 | Solar+Battery | 2021 | 2025
24INR0038 | active | 2021-03-18 | 2027-02-11 |  |  | 2022-09-12 | SS Completed, FIS Completed, IA | IA Executed | Mclennan | TX | McLennan, TX | 48309 | Tap 345kV 13405 Tradinghouse SES - 68090 Sam Switch | ERCOT | PP Jaguar Solar |  | ERCOT | PP Jaguar Solar LLC |  |  | Generation | type1: Solar; mw1: 300 | Solar+Battery | 2021 | 2027
24INR0039 | active | 2021-03-18 | 2025-06-30 |  |  | 2022-09-12 | SS Completed, FIS Completed, IA | IA Executed | Mclennan | TX | McLennan, TX | 48309 | Tap 345kV 13405 Tradinghouse SES - 68090 Sam Switch | ERCOT | PP Jaguar BESS |  | ERCOT | PP Jaguar BESS LLC |  |  | Generation | type1: Battery; mw1: 314.25 | Solar+Battery | 2021 | 2025
24INR0040 | active | 2021-04-13 | 2028-01-15 |  |  |  | SS Completed, FIS Started, No IA | Facility Study | Falls | TX | Falls, TX | 48145 | Tap 69kV 67 BAGGINS - 69 BARCLAY | ERCOT | Rosebud Solar SLF |  | ERCOT | Rosebud Solar, LLC |  |  | Generation | type1: Solar; mw1: 130 | Solar+Battery | 2021 | 2028
24INR0041 | active | 2021-05-10 | 2026-07-31 |  |  |  | SS Completed, FIS Started, No IA | Facility Study | Brazoria | TX | Brazoria, TX | 48039 | tap 138kV 44600 Rosharon - 44531 Winmil | ERCOT | Rock N' Roll Solar SLF |  | ERCOT | Rock N Roll Solar |  |  | Generation | type1: Solar; mw1: 151.97 | Solar+Battery | 2021 | 2026
24INR0042 | active | 2021-03-30 | 2026-06-15 |  |  | 2023-09-28 | SS Completed, FIS Started, IA | IA Executed | Milam | TX | Milam, TX | 48331 | Tap 345 kV Gibson Switch (3706)  TNP One (39950) | ERCOT | Yaupon Solar SLF |  | ERCOT | Yaupon Solar, LLC |  |  | Generation | type1: Solar; mw1: 204.08 | Solar+Battery | 2021 | 2026
24INR0056 | active | 2021-07-08 | 2024-10-31 | 2024-10-31 |  |  | SS Completed, FIS Started, No IA | Facility Study | Webb | TX | Webb, TX | 48479 | tap 345 kV Lobo (80219) - Fowlerton (5709) | ERCOT | Pradera Solar |  | ERCOT | Pradera Solar, LLC |  |  | Generation | type1: Solar; mw1: 118 | Solar+Battery | 2021 | 2024
24INR0058 | active | 2021-05-31 | 2027-09-15 |  |  |  | SS Completed, FIS Started, No IA | Facility Study | Haskell | TX | Haskell, TX | 48207 | tap 345kV 60515 Clear Crossing - 60507 Pendulo | ERCOT | Briggs Storage |  | ERCOT | Briggs Solar, LLC |  |  | Generation | type1: Battery; mw1: 70.39 | Solar+Battery | 2021 | 2027
24INR0059 | active | 2021-06-02 | 2026-05-01 |  |  | 2023-06-20 | SS Completed, FIS Started, IA | IA Executed | Webb | TX | Webb, TX | 48479 | 80219 Lobo 345kV | ERCOT | Cuchillas Solar |  | ERCOT | Gransolar Texas Two, LLC |  |  | Generation | type1: Solar; mw1: 305.6 | Solar+Battery | 2021 | 2026
24INR0061 | active | 2021-08-18 | 2026-12-01 |  |  |  | SS Completed, FIS Started, No IA | Facility Study | Goliad | TX | Goliad, TX | 48175 | Tap 138kV 5730 Four Corners - 5728 Choate | ERCOT | Eighteenmile Solar SLF |  | ERCOT | Weser Solar, LLC |  |  | Generation | type1: Solar; mw1: 153.06 | Solar+Battery | 2021 | 2026
24INR0065 | active | 2021-06-17 | 2028-03-10 |  |  | 2024-10-29 | SS Completed, FIS Started, IA | IA Executed | Goliad | TX | Goliad, TX | 48175 | 345kV Tap 8164 Coleto Creek - 8673 RAPTOR7A | ERCOT | Keys Hollow Solar Phase II SLF |  | ERCOT | Keys Hollow Solar, LLC |  |  | Generation | type1: Solar; mw1: 204.08 | Solar+Battery | 2021 | 2028
24INR0067 | active | 2021-06-17 | 2028-03-10 |  |  | 2024-10-29 | SS Completed, FIS Started, IA | IA Executed | Goliad | TX | Goliad, TX | 48175 | TAP 345 KV LINE FROM COLETO 8164 - RAPTOR7A 8673 | ERCOT | KEYS HOLLOW SOLAR SLF |  | ERCOT | Keys Hollow Solar, LLC |  |  | Generation | type1: Solar; mw1: 204.08 | Solar+Battery | 2021 | 2028
24INR0086 | active | 2021-07-14 | 2026-12-01 |  |  |  | SS Completed, FIS Started, No IA | Facility Study | Navarro | TX | Navarro, TX | 48349 | Tap 345kV 68091 Navarro - 46020 Limestone | ERCOT | Pisgah Ridge Solar 2 |  | ERCOT | Pisgah Ridge Solar 2, LLC |  |  | Generation | type1: Solar; mw1: 101.89 | Solar+Battery | 2021 | 2026
24INR0087 | active | 2021-07-14 | 2026-12-01 |  |  |  | SS Completed, FIS Started, No IA | Facility Study | Navarro | TX | Navarro, TX | 48349 | Tap 345kV 68091 Navarro - 46020 Limestone | ERCOT | Pisgah Ridge Storage 3 |  | ERCOT | Pisgah Ridge 3, LLC |  |  | Generation | type1: Battery; mw1: 101.36 | Solar+Battery | 2021 | 2026
24INR0093 | active | 2021-08-25 | 2025-04-06 |  |  | 2023-02-27 | SS Completed, FIS Completed, IA | IA Executed | Victoria | TX | Victoria, TX | 48469 | Tap 138kV 5502 Rayburn - 5584 Vanderbilt | ERCOT | Oriana Solar |  | ERCOT | Oriana Solar LLC |  |  | Generation | type1: Solar; mw1: 181 | Solar+Battery | 2021 | 2025
24INR0094 | active | 2021-09-21 | 2027-04-15 |  |  |  | SS Completed, FIS Started, No IA | Facility Study | Jack | TX | Jack, TX | 48237 | Tap 345 KV 1421 Willow Creek - 60515 Clear Crossing Ckt 2 | ERCOT | Dovetail Solar 1 |  | ERCOT | Hecate Energy Dovetail Solar 1 LLC |  |  | Generation | type1: Solar; mw1: 666.1 | Solar+Battery | 2021 | 2027
24INR0095 | active | 2021-10-26 | 2028-03-31 |  |  |  | SS Completed, FIS Started, No IA | Facility Study | Jack | TX | Jack, TX | 48237 | Tap 345 KV 1421 Willow Creek - 60515 Clear Crossing | ERCOT | Dovetail Solar 2 |  | ERCOT | Hecate Energy Dovetail Solar 2 LLC |  |  | Generation | type1: Solar; mw1: 666.1 | Solar+Battery | 2021 | 2028
24INR0098 | active | 2021-09-28 | 2027-04-15 |  |  |  | SS Completed, FIS Started, No IA | Facility Study | Jack | TX | Jack, TX | 48237 | Tap 345 KV 1421 Willow Creek-60515 Clear Crossing CKT#2 | ERCOT | Dovetail Storage |  | ERCOT | Hecate Energy Dovetail Storage LLC |  |  | Generation | type1: Battery; mw1: 508.7 | Solar+Battery | 2021 | 2027
24INR0103 | active | 2021-08-24 | 2028-03-10 |  |  |  | SS Completed, FIS Started, No IA | Facility Study | Refugio | TX | Refugio, TX | 48391 | tap 138kV 5607 Warburton - 8912 Medio Creek | ERCOT | Opuntia Solar SLF |  | ERCOT | Opuntia Solar, LLC |  |  | Generation | type1: Solar; mw1: 102.04 | Solar+Battery | 2021 | 2028
24INR0109 | active | 2021-08-25 | 2026-06-15 |  |  | 2023-02-27 | SS Completed, FIS Started, IA | IA Executed | Victoria | TX | Victoria, TX | 48469 | Tap 138kV 5502 Rayburn - 5584 Vanderbilt | ERCOT | Oriana BESS |  | ERCOT | Oriana Solar LLC |  |  | Generation | type1: Battery; mw1: 60.3 | Solar+Battery | 2021 | 2026
24INR0118 | active | 2021-09-13 | 2027-10-29 |  |  |  | SS Completed, FIS Started, No IA | Facility Study | Jack | TX | Jack, TX | 48237 | Tap 345kV 1421 Willow Creek Switch  11523 Thomas Price | ERCOT | Possum Kingdom Solar |  | ERCOT | PK Solar, LLC |  |  | Generation | type1: Solar; mw1: 262.22 | Solar+Battery | 2021 | 2027
24INR0121 | active | 2021-10-29 | 2026-09-01 |  |  |  | SS Completed, FIS Started, No IA | Facility Study | Uvalde | TX | Uvalde, TX | 48463 | 5885 Downie 138kV | ERCOT | PHOTO BESS 1 |  | ERCOT | CED Development Inc. |  |  | Generation | type1: Battery; mw1: 75 | Solar+Battery | 2021 | 2026
24INR0122 | active | 2021-10-29 | 2026-09-01 |  |  |  | SS Completed, FIS Started, No IA | Facility Study | Uvalde | TX | Uvalde, TX | 48463 | 5885 Downie 138kV | ERCOT | PHOTO BESS 2 |  | ERCOT | CED Development Inc. |  |  | Generation | type1: Battery; mw1: 150 | Solar+Battery | 2021 | 2026
24INR0124 | active | 2021-11-03 | 2027-12-01 |  |  | 2024-05-03 | SS Completed, FIS Started, IA | IA Executed | Hill | TX | Hill, TX | 48217 | Tap 138kV 445 Yates - 444 Covington | ERCOT | High Noon Solar |  | ERCOT | High Noon Solar Project, LLC |  |  | Generation | type1: Solar; mw1: 182 | Solar+Battery | 2021 | 2027
24INR0126 | active | 2021-11-03 | 2027-12-01 |  |  | 2024-05-08 | SS Completed, FIS Started, IA | IA Executed | Hill | TX | Hill, TX | 48217 | Tap 138kV 445 Yates - 444 Covington | ERCOT | High Noon Storage |  | ERCOT | High Noon Solar Project, LLC |  |  | Generation | type1: Battery; mw1: 94 | Solar+Battery | 2021 | 2027
24INR0132 | active | 2021-11-16 | 2026-01-15 |  |  |  | SS Completed, FIS Started, No IA | Facility Study | Kleberg | TX | Kleberg, TX | 48273 | Tap 138kV 8519 Kleberg  8518 Kingsville | ERCOT | Bowhead Solar |  | ERCOT | Baffin Bay Solar, LLC |  |  | Generation | type1: Solar; mw1: 165 | Solar+Battery | 2021 | 2026
24INR0136 | active | 2021-10-18 | 2025-12-31 |  |  |  | SS Completed, FIS Started, No IA | Facility Study | Delta | TX | Delta, TX | 48119 | Tap Lake Creek Substation (#6835)  Enloe Switching station (#6834) 138 kV Line | ERCOT | Eagle Springs Storage |  | ERCOT | Eagle Springs Solar, LLC |  |  | Generation | type1: Battery; mw1: 55.1 | Solar+Battery | 2021 | 2025
24INR0137 | active | 2021-10-18 | 2025-12-31 |  |  |  | SS Completed, FIS Started, No IA | Facility Study | Delta | TX | Delta, TX | 48119 | Tap Lake Creek Substation (#6835)  Enloe Switching station (#6834) 138 kV Line | ERCOT | Eagle Springs Solar |  | ERCOT | Eagle Springs Solar, LLC |  |  | Generation | type1: Solar; mw1: 110.1 | Solar+Battery | 2021 | 2025
24INR0138 | active | 2021-10-15 | 2025-08-30 |  |  | 2023-10-31 | SS Completed, FIS Completed, IA | IA Executed | Hill | TX | Hill, TX | 48217 | 138 KV Tap #3518 BLUM to #237 Blanton | ERCOT | Midpoint Storage |  | ERCOT | Midpoint Solar, LLC |  |  | Generation | type1: Battery; mw1: 50.9 | Solar+Battery | 2021 | 2025
24INR0139 | active | 2021-10-15 | 2025-08-30 |  |  | 2023-10-31 | SS Completed, FIS Completed, IA | IA Executed | Hill | TX | Hill, TX | 48217 | 138 KV Tap #3518 BLUM to #237 Blanton | ERCOT | Midpoint Solar |  | ERCOT | Midpoint Solar, LLC |  |  | Generation | type1: Solar; mw1: 98.3 | Solar+Battery | 2021 | 2025
24INR0140 | active | 2021-12-29 | 2025-12-23 |  |  | 2023-11-08 | SS Completed, FIS Started, IA | IA Executed | Navarro | TX | Navarro, TX | 48349 | Tap 138kV 3127 Trinidad SES - 3454 Montfort Switch | ERCOT | Gaia Storage |  | ERCOT | Gaia Solar, LLC |  |  | Generation | type1: Battery; mw1: 76.83 | Solar+Battery | 2021 | 2025
24INR0141 | active | 2021-12-29 | 2025-12-23 |  |  | 2023-11-08 | SS Completed, FIS Started, IA | IA Executed | Navarro | TX | Navarro, TX | 48349 | Tap 138kV 3127 Trinidad SES - 3454 Montfort Switch | ERCOT | Gaia Solar |  | ERCOT | Gaia Solar, LLC |  |  | Generation | type1: Solar; mw1: 152.65 | Solar+Battery | 2021 | 2025
24INR0150 | active | 2021-12-08 | 2026-09-21 |  |  |  | SS Completed, FIS Completed, No IA | Facility Study | Franklin | TX | Franklin, TX | 48159 | Tap 345 kV 11699 Woodard Switch - 1695 Monticello SES | ERCOT | Lupinus Solar 1 |  | ERCOT | Lupinus Solar, LLC |  |  | Generation | type1: Solar; mw1: 164.86 | Solar+Battery | 2021 | 2026
24INR0153 | active | 2021-12-13 | 2026-09-21 |  |  |  | SS Completed, FIS Completed, No IA | Facility Study | Franklin | TX | Franklin, TX | 48159 | Tap 345 kV 11699 Woodard Switch - 1695 Monticello SES | ERCOT | Lupinus Storage 1 |  | ERCOT | Lupinus Solar, LLC |  |  | Generation | type1: Battery; mw1: 82.97 | Solar+Battery | 2021 | 2026
24INR0154 | active | 2021-12-13 | 2026-09-21 |  |  |  | SS Completed, FIS Completed, No IA | Facility Study | Franklin | TX | Franklin, TX | 48159 | 1794 Monticello Tap Substation 138 kV | ERCOT | Lupinus Solar 2 |  | ERCOT | Lupinus Solar 2, LLC |  |  | Generation | type1: Solar; mw1: 244.24 | Solar+Battery | 2021 | 2026
24INR0155 | active | 2021-12-13 | 2026-09-21 |  |  |  | SS Completed, FIS Completed, No IA | Facility Study | Franklin | TX | Franklin, TX | 48159 | 1794 Monticello Tap Substation 138 kV | ERCOT | Lupinus Storage 2 |  | ERCOT | Lupinus Solar 2, LLC |  |  | Generation | type1: Battery; mw1: 122.92 | Solar+Battery | 2021 | 2026
24INR0160 | active | 2021-12-03 | 2026-02-15 |  |  |  | SS Completed, FIS Started, No IA | Facility Study | Wilson | TX | Wilson, TX | 48493 | Tapping the Elm Creek to Shaula circuit 1 | ERCOT | Huisache Solar |  | ERCOT | Huisache Solar, LLC |  |  | Generation | type1: Solar; mw1: 125.59 | Solar+Battery | 2021 | 2026
24INR0172 | active | 2022-02-07 | 2026-11-30 |  |  |  | SS Completed, FIS Started, No IA | Facility Study | Grimes | TX | Grimes, TX | 48185 | TAP 345 KV 44645 SINGLETON - 44900 ZENITH Ckt #99 | ERCOT | Smith Lake Solar DC |  | ERCOT | Smith Lake Solar |  |  | Generation | type1: Solar; mw1: 402 | Solar+Battery | 2022 | 2026
24INR0177 | active | 2022-02-21 | 2026-04-01 |  |  |  | SS Completed, FIS Started, No IA | Facility Study | Pecos | TX | Pecos, TX | 48371 | 138 kV 38430 White Baker TNP | ERCOT | Mitchell Plant Road Solar |  | ERCOT | DHI Power, LLC |  |  | Generation | type1: Solar; mw1: 201.5 | Solar+Battery | 2022 | 2026
24INR0179 | active | 2021-12-03 | 2026-01-15 |  |  |  | SS Completed, FIS Started, No IA | Facility Study | Kleberg | TX | Kleberg, TX | 48273 | Tap 138kV 8519 Kleberg  8518 Kingsville | ERCOT | Bowhead Storage |  | ERCOT | Baffin Bay Solar, LLC |  |  | Generation | type1: Battery; mw1: 40 | Solar+Battery | 2021 | 2026
24INR0186 | active | 2022-01-28 | 2027-04-01 |  |  |  | SS Completed, FIS Started, No IA | Facility Study | Lamar | TX | Lamar, TX | 48277 | Tap 345kV 1692 Paris Switch  1690 Valley SES | ERCOT | Rowdy Creek Solar |  | ERCOT | Rowdy Creek Solar LLC |  |  | Generation | type1: Solar; mw1: 351.78 | Solar+Battery | 2022 | 2027
24INR0187 | active | 2022-01-28 | 2027-04-01 |  |  |  | SS Completed, FIS Started, No IA | Facility Study | Lamar | TX | Lamar, TX | 48277 | Tap 345kV 1692 Paris Switch  1690 Valley SES | ERCOT | Rowdy Creek BESS |  | ERCOT | Rowdy Creek Solar LLC |  |  | Generation | type1: Battery; mw1: 175.89 | Solar+Battery | 2022 | 2027
24INR0196 | active | 2022-02-07 | 2025-11-30 |  |  | 2023-05-31 | SS Completed, FIS Started, IA | IA Executed | Harris | TX | Harris, TX | 48201 | 138kV line Holmes (#47210) - Garden Villas (#42680); CNP | ERCOT | Dori BQ BESS |  | ERCOT | Sunnyside Energy LLC |  |  | Generation | type1: Battery; mw1: 154 | Solar+Battery | 2022 | 2025
24INR0201 | active | 2022-01-20 | 2029-03-02 |  |  | 2024-10-02 | SS Completed, FIS Started, IA | IA Executed | Wichita | TX | Wichita, TX | 48485 | Tap 345kV 6101 Riley - 1425 Fisher Road Switch | ERCOT | Short Creek Solar |  | ERCOT | Wichita Solar I, LLC |  |  | Generation | type1: Solar; mw1: 625 | Solar+Battery | 2022 | 2029
24INR0206 | active | 2022-02-07 | 2027-03-16 |  |  | 2023-11-08 | SS Completed, FIS Completed, IA | IA Executed | Navarro | TX | Navarro, TX | 48349 | 345kV line between BUS #2466 Big Onion to #68091 Navarro circuit | ERCOT | Glasgow Solar |  | ERCOT | Glasgow Solar LLC |  |  | Generation | type1: Solar; mw1: 203.5 | Solar+Battery | 2022 | 2027
24INR0207 | active | 2022-02-21 | 2027-03-16 |  |  | 2023-11-08 | SS Completed, FIS Completed, IA | IA Executed | Navarro | TX | Navarro, TX | 48349 | 345kV line between BUS #2466 Big Onion to #68091 Navarro circuit | ERCOT | Glasgow Storage |  | ERCOT | Glasgow Solar LLC |  |  | Generation | type1: Battery; mw1: 101 | Solar+Battery | 2022 | 2027
24INR0233 | active | 2022-02-28 | 2026-06-01 |  |  |  | SS Completed, FIS Started, No IA | Facility Study | Pecos | TX | Pecos, TX | 48371 | 38355 Leon Creek 138kV | ERCOT | St. Gall Solar |  | ERCOT | St. Gall Solar LLC |  |  | Generation | type1: Solar; mw1: 207 | Solar+Battery | 2022 | 2026
24INR0235 | active | 2022-02-28 | 2026-07-31 |  |  |  | SS Completed, FIS Started, No IA | Facility Study | Brazoria | TX | Brazoria, TX | 48039 | tap 138kV 44600 Rosharon - 44531 Winmil | ERCOT | Rock N' Roll Storage Two |  | ERCOT | Rock N' Roll Solar, LLC |  |  | Generation | type1: Battery; mw1: 206 | Solar+Battery | 2022 | 2026
24INR0245 | active | 2022-03-07 | 2030-06-30 |  |  |  | SS Completed, FIS Started, No IA | Facility Study | Starr | TX | Starr, TX | 48427 | 80355 Del Sol 345kV | ERCOT | Diamondback BESS |  | ERCOT | Diamondback BESS |  |  | Generation | type1: Battery; mw1: 203.8 | Solar+Battery | 2022 | 2030
24INR0246 | active | 2022-03-07 | 2027-07-08 |  |  |  | SS Completed, FIS Started, No IA | Facility Study | Bosque | TX | Bosque, TX | 48035 | tap 345kV 68080 Sam Switch  68090 Kopperl | ERCOT | Sultan BESS |  | ERCOT | Sultan BESS |  |  | Generation | type1: Battery; mw1: 203.8 | Solar+Battery | 2022 | 2027
24INR0255 | active | 2022-02-28 | 2026-04-01 |  |  |  | SS Completed, FIS Started, No IA | Facility Study | Pecos | TX | Pecos, TX | 48371 | 138 kV 38430 White Baker TNP | ERCOT | Mitchell Plant Road Storage |  | ERCOT | DHI POWER, LLC |  |  | Generation | type1: Battery; mw1: 201.6 | Solar+Battery | 2022 | 2026
24INR0256 | active | 2022-03-07 | 2028-12-31 |  |  |  | SS Completed, FIS Started, No IA | Facility Study | Navarro | TX | Navarro, TX | 48349 | Tap 345kV 68040 Kopprl Capacitor Yard - 68091 Navarro | ERCOT | Kennedy Solar |  | ERCOT | Kennedy Bypass Solar LLC |  |  | Generation | type1: Solar; mw1: 101.5 | Solar+Battery | 2022 | 2028
24INR0257 | active | 2022-02-28 | 2027-05-25 |  |  |  | SS Completed, FIS Completed, No IA | Facility Study | Wise | TX | Wise, TX | 48497 | Tap 138kV 587 Greenwood - 685 Leo | ERCOT | Pruett Solar |  | ERCOT | Crandall Solar LLC |  |  | Generation | type1: Solar; mw1: 150.54 | Solar+Battery | 2022 | 2027
24INR0263 | active | 2022-04-18 | 2026-12-31 |  |  |  | SS Completed, FIS Started, No IA | Facility Study | Schleicher | TX | Schleicher, TX | 48413 | 76003 Big Hill Substation 345kV | ERCOT | Cold Creek Solar |  | ERCOT | Cold Creek Solar LLC |  |  | Generation | type1: Solar; mw1: 455 | Solar+Battery | 2022 | 2026
24INR0266 | active | 2022-04-18 | 2026-12-31 |  |  |  | SS Completed, FIS Started, No IA | Facility Study | Schleicher | TX | Schleicher, TX | 48413 | 76003 Big Hill Substation 345kV | ERCOT | Cold Creek Storage |  | ERCOT | Cold Creek Solar LLC |  |  | Generation | type1: Battery; mw1: 172.4 | Solar+Battery | 2022 | 2026
24INR0269 | active | 2022-03-21 | 2027-12-31 |  |  |  | SS Completed, FIS Completed, No IA | Facility Study | Freestone | TX | Freestone, TX | 48161 | Long Lake Sub (Bus 3280)  Long Lake Tap Switch (Bus 3279) | ERCOT | Bar Candela Solar SLF |  | ERCOT | Bar Candela Solar Project LLC |  |  | Generation | type1: Solar; mw1: 200.3 | Solar+Battery | 2022 | 2027
24INR0298 | active | 2022-05-11 | 2026-10-17 |  |  | 2024-05-28 | SS Completed, FIS Started, IA | IA Executed | Limestone | TX | Limestone, TX | 48293 | 99 BENHUR 69kV | ERCOT | Leighton Solar SLF |  | ERCOT | Lavender Solar LLC |  |  | Generation | type1: Solar; mw1: 183 | Solar+Battery | 2022 | 2026
24INR0305 | active | 2022-05-10 | 2025-07-07 |  |  | 2023-11-07 | SS Completed, FIS Completed, IA | IA Executed | Lamar | TX | Lamar, TX | 48277 | Tap 138 kV Toco Switch (#1700)  Paris Switch (#1693) | ERCOT | MRG Goody Storage |  | ERCOT | MRG Goody Solar Project LLC |  |  | Generation | type1: Battery; mw1: 50.4 | Solar+Battery | 2022 | 2025
24INR0306 | active | 2022-05-10 | 2025-10-22 |  |  | 2022-08-10 | SS Completed, FIS Completed, IA | IA Executed | Cameron | TX | Cameron, TX | 48061 | Tap 345kV 8318 Rio Hondo - 8317 La Palma (New Gulch Substation ) | ERCOT | Arroyo Storage |  | ERCOT | BT Cantwell Solar, LLC |  |  | Generation | type1: Battery; mw1: 183.76 | Solar+Battery | 2022 | 2025
24INR0308 | active | 2022-06-02 | 2027-07-29 |  |  |  | SS Completed, FIS Started, No IA | Facility Study | Taylor | TX | Taylor, TX | 48441 | 11406 Central Bluff Switch 345kV | ERCOT | Forts Trail Solar |  | ERCOT | JC Central Bluff, LLC |  |  | Generation | type1: Solar; mw1: 200.93 | Solar+Battery | 2022 | 2027
24INR0329 | active | 2022-06-02 | 2025-05-05 |  |  | 2023-11-01 | SS Completed, FIS Completed, IA | IA Executed | Harris | TX | Harris, TX | 48201 | tap the 138 kV CROSBY C66(#40391) -ATASCOCITA (#40130) Line; CNP | ERCOT | XE Murat Storage |  | ERCOT | Liberty 1 Solar LLC |  |  | Generation | type1: Battery; mw1: 60.14 | Solar+Battery | 2022 | 2025
24INR0331 | active | 2023-01-17 | 2027-04-13 |  |  |  | SS Completed, FIS Completed, No IA | Facility Study | Brown | TX | Brown, TX | 48049 | Tap 345 kV 1444 BROWN SWITCH - 3424 BUCKHORN SWITCH | ERCOT | Chisme Storage |  | ERCOT | Blue Heron Solar, LLC |  |  | Generation | type1: Battery; mw1: 146 | Solar+Battery | 2023 | 2027
24INR0333 | active | 2023-01-17 | 2027-04-13 |  |  |  | SS Completed, FIS Completed, No IA | Facility Study | Brown | TX | Brown, TX | 48049 | Tap 345 kV 1444 BROWN SWITCH - 3424 BUCKHORN SWITCH | ERCOT | Chisme Solar |  | ERCOT | Blue Heron Solar, LLC |  |  | Generation | type1: Solar; mw1: 147 | Solar+Battery | 2023 | 2027
24INR0337 | active | 2022-06-10 | 2026-06-30 |  |  | 2023-11-15 | SS Completed, FIS Completed, IA | IA Executed | Matagorda | TX | Matagorda, TX | 48321 | Tap 345 kV 5915 South Texas Project  44200 Hillje Ckt 1 | ERCOT | Eldora Solar |  | ERCOT | Eldora Energy LLC |  |  | Generation | type1: Solar; mw1: 200.94 | Solar+Battery | 2022 | 2026
24INR0338 | active | 2022-06-10 | 2026-06-30 |  |  | 2023-11-15 | SS Completed, FIS Completed, IA | IA Executed | Matagorda | TX | Matagorda, TX | 48321 | 345 kV South Texas Project (Bus# 5915)  Hillje (Bus# 44200) Transmission Line Ckt 1 | ERCOT | Eldora BESS |  | ERCOT | Eldora Energy LLC |  |  | Generation | type1: Battery; mw1: 201.31 | Solar+Battery | 2022 | 2026
24INR0339 | active | 2022-05-10 | 2027-08-31 |  |  |  | SS Completed, FIS Started, No IA | Facility Study | Kaufman | TX | Kaufman, TX | 48257 | Tap 345 kV Royse Switch (2478)  Poetry Switch (2485) | ERCOT | Mystic Springs Renewable Energy Solar SLF |  | ERCOT | Tawakoni Park Solar LLC |  |  | Generation | type1: Solar; mw1: 258.83 | Solar+Battery | 2022 | 2027
24INR0341 | active | 2022-06-02 | 2027-07-29 |  |  |  | SS Completed, FIS Started, No IA | Facility Study | Taylor | TX | Taylor, TX | 48441 | 11406 Central Bluff Switch 345kV | ERCOT | Forts Trail BESS |  | ERCOT | JC Central Bluff, LLC |  |  | Generation | type1: Battery; mw1: 200.93 | Solar+Battery | 2022 | 2027
24INR0353 | active | 2022-06-10 | 2026-05-01 |  |  |  | SS Completed, FIS Started, No IA | Facility Study | Caldwell | TX | Caldwell, TX | 48055 | Tap 345kV 7040 Austrop  7042 Zorn | ERCOT | Exodus Solar |  | ERCOT | Exodus Solar LLC. |  |  | Generation | type1: Solar; mw1: 181.02 | Solar+Battery | 2022 | 2026
24INR0358 | active | 2022-06-10 | 2028-06-15 |  |  |  | SS Completed, FIS Started, No IA | Facility Study | Brown | TX | Brown, TX | 48049 | Tap 345kV 11441 CORN TRAIL SWITCH - 1444 BROWN SWITCH | ERCOT | Blanket Ranch South Solar SLF |  | ERCOT | Blanket Ranch South Solar, LLC |  |  | Generation | type1: Solar; mw1: 134.7 | Solar+Battery | 2022 | 2028
24INR0360 | active | 2022-06-10 | 2028-06-15 |  |  |  | SS Completed, FIS Started, No IA | Facility Study | Brown | TX | Brown, TX | 48049 | Tap 345kV 11441 CORN TRAIL SWITCH - 1444 BROWN SWITCH | ERCOT | Blanket Ranch North Solar SLF |  | ERCOT | Blanket Ranch North Solar, LLC |  |  | Generation | type1: Solar; mw1: 230.5 | Solar+Battery | 2022 | 2028
24INR0361 | active | 2022-06-10 | 2028-06-15 |  |  |  | SS Completed, FIS Started, No IA | Facility Study | Brown | TX | Brown, TX | 48049 | Tap 345kV 11441 CORN TRAIL SWITCH - 1444 BROWN SWITCH | ERCOT | Blanket Ranch South Storage SLF |  | ERCOT | Blanket Ranch South Solar, LLC |  |  | Generation | type1: Battery; mw1: 33.8 | Solar+Battery | 2022 | 2028
24INR0362 | active | 2022-06-10 | 2028-06-15 |  |  |  | SS Completed, FIS Started, No IA | Facility Study | Brown | TX | Brown, TX | 48049 | Tap 345kV 11441 CORN TRAIL SWITCH - 1444 BROWN SWITCH | ERCOT | Blanket Ranch North Storage SLF |  | ERCOT | Blanket Ranch North Solar, LLC |  |  | Generation | type1: Battery; mw1: 50.1 | Solar+Battery | 2022 | 2028
24INR0365 | active | 2022-07-18 | 2025-09-30 |  |  | 2023-11-08 | SS Completed, FIS Completed, IA | IA Executed | Bell | TX | Bell, TX | 48027 | Tap 345kV 3687 Bell County East Switch - 39950 TNP One Plant Ckt 2 | ERCOT | Hermes Storage |  | ERCOT | Bell Solar 1 LLC |  |  | Generation | type1: Battery; mw1: 100.42 | Solar+Battery | 2022 | 2025
24INR0368 | active | 2022-06-10 | 2026-04-14 |  |  |  | SS Completed, FIS Completed, No IA | Facility Study | Erath | TX | Erath, TX | 48143 | Tap 345kV 1440 Comanche Switch - 1900 Comanche Peak | ERCOT | Glory Bee Solar |  | ERCOT | Riley Solar LLC |  |  | Generation | type1: Solar; mw1: 305 | Solar+Battery | 2022 | 2026
24INR0369 | active | 2022-06-10 | 2026-04-14 |  |  |  | SS Completed, FIS Completed, No IA | Facility Study | Erath | TX | Erath, TX | 48143 | Tap 345kV 1440 Comanche Switch - 1900 Comanche Peak | ERCOT | Glory Bee Storage |  | ERCOT | Riley Solar LLC |  |  | Generation | type1: Battery; mw1: 101 | Solar+Battery | 2022 | 2026
24INR0375 | active | 2022-09-02 | 2027-10-29 |  |  |  | SS Completed, FIS Started, No IA | Facility Study | Jack | TX | Jack, TX | 48237 | Tap 345kV 1421 Willow Creek  11523 Thomas Price | ERCOT | Possum Kingdom BESS |  | ERCOT | PK Solar, LLC |  |  | Generation | type1: Battery; mw1: 200.86 | Solar+Battery | 2022 | 2027
24INR0376 | active | 2022-08-05 | 2026-02-15 |  |  |  | SS Completed, FIS Started, No IA | Facility Study | Wilson | TX | Wilson, TX | 48493 | Tapping the Elm Creek to Shaula circuit 1 | ERCOT | Huisache BESS |  | ERCOT | Huisache Solar, LLC |  |  | Generation | type1: Battery; mw1: 100.67 | Solar+Battery | 2022 | 2026
24INR0380 | active | 2022-07-25 | 2026-09-01 |  |  |  | SS Completed, FIS Started, No IA | Facility Study | Uvalde | TX | Uvalde, TX | 48463 | 5885 Downie Substation 138kV | ERCOT | Photo BESS 3 |  | ERCOT | CED Development Inc. |  |  | Generation | type1: Battery; mw1: 100 | Solar+Battery | 2022 | 2026
24INR0391 | active | 2022-07-18 | 2028-12-31 |  |  |  | SS Completed, FIS Started, No IA | Facility Study | Navarro | TX | Navarro, TX | 48349 | Tap 345kV 68040 Kopprl Capacitor Yard - 68091 Navarro | ERCOT | Kennedy Storage |  | ERCOT | Kennedy Bypass Solar LLC |  |  | Generation | type1: Battery; mw1: 25.3 | Solar+Battery | 2022 | 2028
24INR0401 | active | 2022-11-15 | 2026-12-31 |  |  | 2024-04-05 | SS Completed, FIS Started, IA | IA Executed | Victoria | TX | Victoria, TX | 48469 | 80064 Chocolate Bayou 138kV | ERCOT | Portside Energy Center (Solar) SLF |  | ERCOT | Portside Energy Center, LLC |  |  | Generation | type1: Solar; mw1: 41.11 | Solar+Battery | 2022 | 2026
24INR0403 | active | 2022-11-15 | 2026-12-31 |  |  | 2024-04-05 | SS Completed, FIS Started, IA | IA Executed | Victoria | TX | Victoria, TX | 48469 | 80064 Chocolate Bayou 138kV | ERCOT | Portside Energy Center (BESS) SLF |  | ERCOT | Portside Energy Center, LLC |  |  | Generation | type1: Battery; mw1: 41.11 | Solar+Battery | 2022 | 2026
24INR0404 | active | 2022-08-05 | 2027-12-31 |  |  |  | SS Completed, FIS Started, No IA | Facility Study | Upton | TX | Upton, TX | 48461 | 76008 Twelvemile 345kV | ERCOT | Tres Rios Ranch Solar |  | ERCOT | LectricWind LLC |  |  | Generation | type1: Solar; mw1: 508 | Solar+Battery | 2022 | 2027
24INR0407 | active | 2022-08-16 | 2027-12-30 |  |  |  | SS Completed, FIS Started, No IA | Facility Study | Hill | TX | Hill, TX | 48217 | 68092 Liberty Station 345kV | ERCOT | Mercury Solar III |  | ERCOT | Mercury Solar |  |  | Generation | type1: Solar; mw1: 203.5 | Solar+Battery | 2022 | 2027
24INR0408 | active | 2022-07-25 | 2027-05-25 |  |  |  | SS Completed, FIS Completed, No IA | Facility Study | Wise | TX | Wise, TX | 48497 | Tap 138kV 587 Greenwood - 685 Leo | ERCOT | Pruett Storage |  | ERCOT | Crandall Solar LLC |  |  | Generation | type1: Battery; mw1: 50.48 | Solar+Battery | 2022 | 2027
24INR0412 | active | 2022-10-06 | 2027-10-30 |  |  |  | SS Completed, FIS Started, No IA | Facility Study | Houston | TX | Houston, TX | 48225 | Tap to Jim English (#3351)  Flat Branch (#3345) 138kV | ERCOT | Camino Ranch Solar SLF |  | ERCOT | Camino Ranch Solar Project LLC |  |  | Generation | type1: Solar; mw1: 296.42 | Solar+Battery | 2022 | 2027
24INR0418 | active | 2022-10-18 | 2027-06-30 |  |  |  | SS Completed, FIS Started, No IA | Facility Study | Nacogdoches | TX | Nacogdoches, TX | 48347 | Tap Stryker [3109] - Lufkin [3117] 345 kV line | ERCOT | Middlebrook Solar |  | ERCOT | Middlebrook Solar LLC |  |  | Generation | type1: Solar; mw1: 316.19 | Solar+Battery | 2022 | 2027
24INR0420 | active | 2022-10-18 | 2027-10-30 |  |  |  | SS Completed, FIS Started, No IA | Facility Study | Houston | TX | Houston, TX | 48225 | Tap to Jim English (#3351)  Flat Branch (#3345) 138kV | ERCOT | Camino Ranch Storage SLF |  | ERCOT | Camino Solar Ranch, LLC |  |  | Generation | type1: Battery; mw1: 298.06 | Solar+Battery | 2022 | 2027
24INR0440 | active | 2022-10-06 | 2027-05-15 |  |  |  | SS Completed, FIS Started, No IA | Facility Study | Gonzales | TX | Gonzales, TX | 48177 | tap 138kV 7224 Luling - 7245 Gonzales. Starling Solar Phase II is a an addition of 42.24MW to the 23INR0035 (solar) filed in 2020. 23INR0181 (storage) was filed in 2021. | ERCOT | Starling Solar Phase II |  | ERCOT | Starling Solar, LLC |  |  | Generation | type1: Solar; mw1: 43.56 | Solar+Battery | 2022 | 2027
24INR0444 | active | 2022-11-15 | 2028-03-31 |  |  |  | SS Completed, FIS Started, No IA | Facility Study | Clay | TX | Clay, TX | 48077 | Tap 345kV 6111 Riley - 1730 West Krum ckt 1 | ERCOT | Hiru Storage |  | ERCOT | Hecate Energy Hazel LLC |  |  | Generation | type1: Battery; mw1: 503.8 | Solar+Battery | 2022 | 2028
24INR0452 | active | 2022-11-07 | 2026-12-01 |  |  |  | SS Completed, FIS Started, No IA | Facility Study | Pecos | TX | Pecos, TX | 48371 | 38431 TNCENTRY1_1 138 KV | ERCOT | Longfellow Solar I |  | ERCOT | CENTURY GAS PROCESSING, LLC |  |  | Generation | type1: Solar; mw1: 178.2 | Solar+Battery | 2022 | 2026
24INR0453 | active | 2022-11-07 | 2025-12-01 |  |  |  | SS Completed, FIS Completed, No IA | Facility Study | Pecos | TX | Pecos, TX | 48371 | 38431 TNCENTRY1_1 138 KV | ERCOT | Longfellow BESS I |  | ERCOT | CENTURY GAS PROCESSING, LLC |  |  | Generation | type1: Battery; mw1: 54.99 | Solar+Battery | 2022 | 2025
24INR0454 | active | 2022-11-07 | 2026-12-01 |  |  |  | SS Completed, FIS Started, No IA | Facility Study | Pecos | TX | Pecos, TX | 48371 | 38432 TNCENTRY2_1 138 KV | ERCOT | Longfellow Solar II |  | ERCOT | CENTURY GAS PROCESSING, LLC |  |  | Generation | type1: Solar; mw1: 207.36 | Solar+Battery | 2022 | 2026
24INR0455 | active | 2022-11-07 | 2025-12-01 |  |  |  | SS Completed, FIS Completed, No IA | Facility Study | Pecos | TX | Pecos, TX | 48371 | 38432 TNCENTRY2_1 138 KV | ERCOT | Longfellow BESS II |  | ERCOT | CENTURY GAS PROCESSING, LLC |  |  | Generation | type1: Battery; mw1: 105.75 | Solar+Battery | 2022 | 2025
24INR0459 | active | 2023-07-10 | 2026-05-01 |  |  |  | SS Completed, FIS Started, No IA | Facility Study | Caldwell | TX | Caldwell, TX | 48055 | Tap 345kV 7040 Austrop  7042 Zorn | ERCOT | Exodus BESS |  | ERCOT | Exodus Solar LLC |  |  | Generation | type1: Battery; mw1: 201.36 | Solar+Battery | 2023 | 2026
24INR0484 | active | 2023-09-23 | 2026-09-21 |  |  |  | SS Completed, FIS Completed, No IA | Facility Study | Franklin | TX | Franklin, TX | 48159 | 1794 Monticello Tap 138 kV | ERCOT | Lupinus Solar 3 |  | ERCOT | Lupinus Solar 2, LLC |  |  | Generation | type1: Solar; mw1: 100.8 | Solar+Battery | 2023 | 2026
24INR0488 | active | 2023-02-20 | 2027-07-29 |  |  |  | SS Completed, FIS Started, No IA | Facility Study | Taylor | TX | Taylor, TX | 48441 | 11406 Central Bluff Switch 345 kV | ERCOT | Forts Trail BESS 2 |  | ERCOT | JC Central Bluff, LLC |  |  | Generation | type1: Battery; mw1: 201.2 | Solar+Battery | 2023 | 2027
24INR0490 | active | 2023-09-23 | 2026-09-21 |  |  |  | SS Completed, FIS Completed, No IA | Facility Study | Franklin | TX | Franklin, TX | 48159 | 1794 Monticello Tap Substation 138 kV | ERCOT | Lupinus Storage 3 |  | ERCOT | Lupinus Solar 2, LLC |  |  | Generation | type1: Battery; mw1: 50.9 | Solar+Battery | 2023 | 2026
24INR0496 | active | 2022-12-15 | 2026-08-17 |  |  |  | SS Completed, FIS Started, No IA | Facility Study | Fisher | TX | Fisher, TX | 48151 | tap 345 kV 68001 Claytonville  68004 Phantom Hill Circuit 2 | ERCOT | Indigo Storage |  | ERCOT | Innovative Solar 245, LLC |  |  | Generation | type1: Battery; mw1: 60 | Solar+Battery | 2022 | 2026
24INR0532 | active | 2023-05-22 | 2027-04-01 |  |  |  | SS Completed, FIS Started, No IA | Facility Study | Freestone | TX | Freestone, TX | 48161 | Tap 138 kV 212 Winkler - 3510 Pin Oak | ERCOT | Timber Cove Solar SLF |  | ERCOT | Freestone Solar, LLC |  |  | Generation | type1: Solar; mw1: 100.5 | Solar+Battery | 2023 | 2027
24INR0555 | active | 2023-07-10 | 2025-12-31 |  |  |  | SS Completed, FIS Started, No IA | Facility Study | Dewitt | TX | DeWitt, TX | 48123 | 5380 Shaula 345kV | ERCOT | Shaula I BESS |  | ERCOT | Shaula Energy Project LLC |  |  | Generation | type1: Battery; mw1: 86.88 | Solar+Battery | 2023 | 2025
25INR0021 | active | 2021-10-05 | 2028-01-01 |  |  |  | SS Completed, FIS Completed, No IA | Facility Study | Limestone | TX | Limestone, TX | 48293 | 107 Prairie Hill 69 kV | ERCOT | Findley Solar |  | ERCOT | Gransolar Texas Sixteen, LLC |  |  | Generation | type1: Solar; mw1: 50.34 | Solar+Battery | 2021 | 2028
25INR0045 | active | 2022-03-07 | 2026-11-30 |  |  |  | SS Completed, FIS Started, No IA | Facility Study | Grimes | TX | Grimes, TX | 48185 | Tap 345kV 44645 Singleton - 44900 Zenith Ckt #99 | ERCOT | Smith Lake Storage DC |  | ERCOT | Smith Lake Solar |  |  | Generation | type1: Battery; mw1: 65 | Solar+Battery | 2022 | 2026
25INR0060 | active | 2022-06-27 | 2027-07-01 |  |  | 2024-04-05 | SS Completed, FIS Started, IA | IA Executed | Bee | TX | Bee, TX | 48025 | Tap 345kV 8689 Tango - 8606 Goddard | ERCOT | Argenta Solar |  | ERCOT | Charter Oak Solar, LLC |  |  | Generation | type1: Solar; mw1: 270 | Solar+Battery | 2022 | 2027
25INR0061 | active | 2022-06-27 | 2027-07-01 |  |  | 2024-04-05 | SS Completed, FIS Started, IA | IA Executed | Bee | TX | Bee, TX | 48025 | Tap 345kV 8689 Tango - 8606 Goddard | ERCOT | Argenta Storage |  | ERCOT | Charter Oak Storage, LLC |  |  | Generation | type1: Battery; mw1: 192 | Solar+Battery | 2022 | 2027
25INR0068 | active | 2022-07-05 | 2027-08-04 |  |  | 2023-11-21 | SS Completed, FIS Started, IA | IA Executed | Brazoria | TX | Brazoria, TX | 48039 | 43035 Oasis 345kV - 42500 Dow Chemical 345 kV Ckt 18 | ERCOT | High Chap Solar |  | ERCOT | HIGH CHAPARRAL SOLAR PROJECT LLC |  |  | Generation | type1: Solar; mw1: 152.25 | Solar+Battery | 2022 | 2027
25INR0072 | active | 2022-07-25 | 2027-08-04 |  |  |  | SS Completed, FIS Started, No IA | Facility Study | Brazoria | TX | Brazoria, TX | 48039 | 43035 Oasis 345kV - 42500 Dow Chemical 345 kV Ckt 18 | ERCOT | High Chap Storage |  | ERCOT | HIGH CHAPARRAL SOLAR PROJECT LLC |  |  | Generation | type1: Battery; mw1: 71.78 | Solar+Battery | 2022 | 2027
25INR0097 | active | 2022-09-02 | 2027-10-01 |  |  |  | SS Completed, FIS Started, No IA | Facility Study | Clay | TX | Clay, TX | 48077 | Tap 345 kV 1730 Krum West Switch - 6111 Riley ckt 2 | ERCOT | Soleil Solar |  | ERCOT | Soleil Solar, LLC |  |  | Generation | type1: Solar; mw1: 728.72 | Solar+Battery | 2022 | 2027
25INR0098 | active | 2022-09-02 | 2027-10-01 |  |  |  | SS Completed, FIS Started, No IA | Facility Study | Clay | TX | Clay, TX | 48077 | Tap 345 kV 1730 Krum West Switch - 6111 Riley ckt 2 | ERCOT | Soleil Storage |  | ERCOT | Soleil Solar, LLC |  |  | Generation | type1: Battery; mw1: 301.64 | Solar+Battery | 2022 | 2027
25INR0102 | active | 2022-06-27 | 2027-06-01 |  |  | 2023-11-15 | SS Completed, FIS Completed, IA | IA Executed | Brazoria | TX | Brazoria, TX | 48039 | Tap 345kV 42500 DOW CHEMICAL - 43035 OASIS CKT#27 | ERCOT | Austin Bayou Solar |  | ERCOT | Austin Bayou Solar, LLC |  |  | Generation | type1: Solar; mw1: 753.4 | Solar+Battery | 2022 | 2027
25INR0129 | active | 2022-08-05 | 2026-03-28 |  |  |  | SS Completed, FIS Started, No IA | Facility Study | Caldwell | TX | Caldwell, TX | 48055 | Tap 138kV 7224 LULING - 7216 LOCKHART | ERCOT | Demeter Solar |  | ERCOT | Demeter Solar, LLC |  |  | Generation | type1: Solar; mw1: 88 | Solar+Battery | 2022 | 2026
25INR0130 | active | 2022-08-05 | 2026-03-28 |  |  |  | SS Completed, FIS Started, No IA | Facility Study | Caldwell | TX | Caldwell, TX | 48055 | Tap 138kV 7224 LULING - 7216 Lockhart | ERCOT | Demeter Storage |  | ERCOT | Demeter Solar, LLC |  |  | Generation | type1: Battery; mw1: 65 | Solar+Battery | 2022 | 2026
25INR0147 | active | 2023-06-07 | 2027-06-01 |  |  |  | SS Completed, FIS Started, No IA | Facility Study | Robertson | TX | Robertson, TX | 48395 | Tap 345kV 967 Gibbons Creek - 3400 Twin Oak | ERCOT | Holly Branch Solar |  | ERCOT | Holly Branch Solar, LLC |  |  | Generation | type1: Solar; mw1: 231.12 | Solar+Battery | 2023 | 2027
25INR0148 | active | 2023-06-07 | 2027-06-01 |  |  |  | SS Completed, FIS Started, No IA | Facility Study | Robertson | TX | Robertson, TX | 48395 | Tap 345kV 967 Gibbons Creek - 3400 Twin Oak | ERCOT | Holly Branch Storage |  | ERCOT | Holly Branch Solar, LLC |  |  | Generation | type1: Battery; mw1: 115.32 | Solar+Battery | 2023 | 2027
25INR0152 | active | 2022-11-07 | 2026-12-01 |  |  |  | SS Completed, FIS Started, No IA | Facility Study | Colorado | TX | Colorado, TX | 48089 | Tap 345kV 9073 Holman - 44200 Hillje | ERCOT | Bottom Grass Solar II |  | ERCOT | Flint Rock Solar Project, LLC |  |  | Generation | type1: Solar; mw1: 401.6 | Solar+Battery | 2022 | 2026
25INR0153 | active | 2022-11-07 | 2026-12-01 |  |  |  | SS Completed, FIS Started, No IA | Facility Study | Colorado | TX | Colorado, TX | 48089 | Tap 345kV 9073 Holman - 44200 Hillje | ERCOT | Bottom Grass BESS II |  | ERCOT | Flint Rock Solar Project, LLC |  |  | Generation | type1: Battery; mw1: 150.6 | Solar+Battery | 2022 | 2026
25INR0154 | active | 2022-09-21 | 2027-06-30 |  |  |  | SS Completed, FIS Started, No IA | Facility Study | Wichita | TX | Wichita, TX | 48485 | Tap 345kV 1730 Krum West Swtich - 6111 Riley7B | ERCOT | Nymphaea Solar |  | ERCOT | Nymphaea Solar, LLC |  |  | Generation | type1: Solar; mw1: 120.9 | Solar+Battery | 2022 | 2027
25INR0155 | active | 2022-09-21 | 2027-06-30 |  |  |  | SS Completed, FIS Started, No IA | Facility Study | Wichita | TX | Wichita, TX | 48485 | Tap 345kV 1730 Krum West Swtich - 6111 Riley7B | ERCOT | Nymphaea Storage |  | ERCOT | Nymphaea Solar, LLC |  |  | Generation | type1: Battery; mw1: 61 | Solar+Battery | 2022 | 2027
25INR0166 | active | 2022-09-15 | 2026-01-16 |  |  |  | SS Completed, FIS Started, No IA | Facility Study | Hill | TX | Hill, TX | 48217 | Tap 345kV 68090 Sam Switch  3389 Fort Smith | ERCOT | Padrino Solar |  | ERCOT | Hill Solar II, LLC |  |  | Generation | type1: Solar; mw1: 201.4 | Solar+Battery | 2022 | 2026
25INR0167 | active | 2022-09-15 | 2026-03-23 |  |  |  | SS Completed, FIS Completed, No IA | Facility Study | Hill | TX | Hill, TX | 48217 | Tap 345kV 68090 Sam Switch  3389 Fort Smith | ERCOT | Padrino BESS |  | ERCOT | Hill Solar II, LLC |  |  | Generation | type1: Battery; mw1: 100.77 | Solar+Battery | 2022 | 2026
25INR0168 | active | 2022-09-02 | 2026-04-20 |  |  | 2024-07-02 | SS Completed, FIS Completed, IA | IA Executed | Freestone | TX | Freestone, TX | 48161 | Tap 345-kV line Navarro (68091)  Limestone (46020)) | ERCOT | Piedra Solar |  | ERCOT | Piedra Solar, LLC |  |  | Generation | type1: Solar; mw1: 300.93 | Solar+Battery | 2022 | 2026
25INR0169 | active | 2022-09-02 | 2026-04-20 |  |  | 2024-07-02 | SS Completed, FIS Completed, IA | IA Executed | Freestone | TX | Freestone, TX | 48161 | Tap 345-kV line Navarro (68091)  Limestone (46020) | ERCOT | Piedra BESS |  | ERCOT | Piedra Solar, LLC |  |  | Generation | type1: Battery; mw1: 100.4 | Solar+Battery | 2022 | 2026
25INR0170 | active | 2022-09-02 | 2027-01-09 |  |  |  | SS Completed, FIS Started, No IA | Facility Study | Brazoria | TX | Brazoria, TX | 48039 | 43020 Seabreeze 345kV | ERCOT | Pinewood Solar |  | ERCOT | Brazoria Solar II, LLC |  |  | Generation | type1: Solar; mw1: 150.68 | Solar+Battery | 2022 | 2027
25INR0171 | active | 2022-09-02 | 2027-01-09 |  |  |  | SS Completed, FIS Started, No IA | Facility Study | Brazoria | TX | Brazoria, TX | 48039 | 43020 Seabreeze 345kV | ERCOT | Pinewood BESS |  | ERCOT | Brazoria Solar II, LLC |  |  | Generation | type1: Battery; mw1: 100.9 | Solar+Battery | 2022 | 2027
25INR0172 | active | 2022-12-07 | 2027-09-16 |  |  | 2024-08-14 | SS Completed, FIS Started, IA | IA Executed | Dickens | TX | Dickens, TX | 48125 | Tap 345kV 59904 Cotton Wood - 23922 White River Ckt 1 | ERCOT | Wolf Spring Solar |  | ERCOT | Wolf Spring Solar, LLC |  |  | Generation | type1: Solar; mw1: 195.7 | Solar+Battery | 2022 | 2027
25INR0173 | active | 2022-12-15 | 2027-09-16 |  |  | 2024-08-14 | SS Completed, FIS Started, IA | IA Executed | Dickens | TX | Dickens, TX | 48125 | Tap 345kV 59904 Cotton Wood - 23922 White River Ckt 1 | ERCOT | Wolf Spring Storage |  | ERCOT | Wolf Spring Solar, LLC |  |  | Generation | type1: Battery; mw1: 202.7 | Solar+Battery | 2022 | 2027
25INR0174 | active | 2022-12-07 | 2027-10-14 |  |  | 2024-07-22 | SS Completed, FIS Started, IA | IA Executed | Concho | TX | Concho, TX | 48095 | Tap 345kV 76009 Twin Buttes - 7077 Amos Creek | ERCOT | Concho Pearl Solar |  | ERCOT | Concho Pearl Solar, LLC |  |  | Generation | type1: Solar; mw1: 171.9 | Solar+Battery | 2022 | 2027
25INR0175 | active | 2022-12-15 | 2027-10-14 |  |  | 2024-07-22 | SS Completed, FIS Started, IA | IA Executed | Concho | TX | Concho, TX | 48095 | Tap 345kV 76009 Twin Buttes - 7077 Amos Creek | ERCOT | Concho Pearl Storage |  | ERCOT | Concho Pearl Solar, LLC |  |  | Generation | type1: Battery; mw1: 162.4 | Solar+Battery | 2022 | 2027
25INR0194 | active | 2022-09-15 | 2026-05-31 |  |  |  | SS Completed, FIS Started, No IA | Facility Study | Uvalde | TX | Uvalde, TX | 48463 | 5885 Downie 138kV | ERCOT | Photo Solar 1 |  | ERCOT | CED Development Inc. |  |  | Generation | type1: Solar; mw1: 150 | Solar+Battery | 2022 | 2026
25INR0195 | active | 2022-09-15 | 2027-05-31 |  |  |  | SS Completed, FIS Started, No IA | Facility Study | Uvalde | TX | Uvalde, TX | 48463 | 5885 Downie 138kV | ERCOT | Photo Solar 2 |  | ERCOT | CED Development Inc. |  |  | Generation | type1: Solar; mw1: 300 | Solar+Battery | 2022 | 2027
25INR0196 | active | 2023-02-20 | 2027-07-29 |  |  |  | SS Completed, FIS Completed, No IA | Facility Study | Scurry | TX | Scurry, TX | 48415 | Tap 345 kV TONKAWAW_5 (11048)  SCURCNTYS_5 (11318) Circuit #2 | ERCOT | Inadale Solar |  | ERCOT | Inadale Solar, LLC |  |  | Generation | type1: Solar; mw1: 281.03 | Solar+Battery | 2023 | 2027
25INR0197 | active | 2023-02-20 | 2027-07-29 |  |  |  | SS Completed, FIS Completed, No IA | Facility Study | Scurry | TX | Scurry, TX | 48415 | Tap 345 kV TONKAWAW_5 (11048)  SCURCNTYS_5 (11318) Circuit #2 | ERCOT | Inadale BESS |  | ERCOT | Inadale BESS, LLC |  |  | Generation | type1: Battery; mw1: 286.66 | Solar+Battery | 2023 | 2027
25INR0204 | active | 2022-09-21 | 2027-09-17 |  |  |  | SS Completed, FIS Started, No IA | Facility Study | Hopkins | TX | Hopkins, TX | 48223 | Tap 345kV line between Allen Switch (#2514) and Monticello (#1696) | ERCOT | Claxton Solar |  | ERCOT | BT Claxton Solar, LLC |  |  | Generation | type1: Solar; mw1: 150.64 | Solar+Battery | 2022 | 2027
25INR0205 | active | 2022-09-21 | 2027-09-17 |  |  |  | SS Completed, FIS Started, No IA | Facility Study | Hopkins | TX | Hopkins, TX | 48223 | Tap 345kV line between Allen Switch (#2514) and Monticello (#1696) | ERCOT | Claxton Storage |  | ERCOT | BT Claxton Solar, LLC |  |  | Generation | type1: Battery; mw1: 75.7 | Solar+Battery | 2022 | 2027
25INR0215 | active | 2022-10-24 | 2027-06-30 |  |  |  | SS Completed, FIS Started, No IA | Facility Study | Nacogdoches | TX | Nacogdoches, TX | 48347 | Tap Stryker [3109] - Lufkin [3117] 345 kV line | ERCOT | Middlebrook BESS |  | ERCOT | Middlebrook Solar LLC |  |  | Generation | type1: Battery; mw1: 158.63 | Solar+Battery | 2022 | 2027
25INR0220 | active | 2022-10-24 | 2025-12-31 |  |  |  | SS Completed, FIS Started, No IA | Facility Study | Navarro | TX | Navarro, TX | 48349 | Haney (213) - Hubbard_8 (3515) 138kV Line | ERCOT | Hector Solar |  | ERCOT | Hector Solar, LLC |  |  | Generation | type1: Solar; mw1: 81.59 | Solar+Battery | 2022 | 2025
25INR0221 | active | 2022-10-24 | 2025-12-31 |  |  |  | SS Completed, FIS Started, No IA | Facility Study | Navarro | TX | Navarro, TX | 48349 | Haney (213) - Hubbard_8 (3515) 138kV Line | ERCOT | Hector Storage |  | ERCOT | Hector Solar, LLC |  |  | Generation | type1: Battery; mw1: 42.69 | Solar+Battery | 2022 | 2025
25INR0229 | active | 2022-11-15 | 2026-09-01 |  |  | 2024-07-24 | SS Completed, FIS Completed, IA | IA Executed | Hill | TX | Hill, TX | 48217 | tap 345kV 1907 Venus - 68090 Sam Sw | ERCOT | OCI Cobb Creek Solar |  | ERCOT | Hillsboro Solar Energy Holdings LLC |  |  | Generation | type1: Solar; mw1: 203.1 | Solar+Battery | 2022 | 2026
25INR0233 | active | 2022-12-07 | 2026-09-02 |  |  | 2024-07-24 | SS Completed, FIS Completed, IA | IA Executed | Hill | TX | Hill, TX | 48217 | tap 345kV 1907 Venus - 68090 Sam Sw | ERCOT | OCI Cobb Creek ESS |  | ERCOT | Hillsboro Solar Energy Holdings LLC |  |  | Generation | type1: Battery; mw1: 201.6 | Solar+Battery | 2022 | 2026
25INR0235 | active | 2023-03-08 | 2027-06-01 |  |  |  | SS Completed, FIS Completed, No IA | Facility Study | Brazoria | TX | Brazoria, TX | 48039 | Tap 345kV 43180 Savanna - 43020 Seabreeze Ckt 27 AND 43035 Oasis - 43060 Speedway Ckt 18 | ERCOT | Austin Bayou Storage I |  | ERCOT | Austin Bayou Solar, LLC |  |  | Generation | type1: Battery; mw1: 150.68 | Solar+Battery | 2023 | 2027
25INR0236 | active | 2023-03-08 | 2027-06-01 |  |  |  | SS Completed, FIS Completed, No IA | Facility Study | Brazoria | TX | Brazoria, TX | 48039 | Tap 345kV 43180 Savanna - 43020 Seabreeze Ckt 27 AND 43035 Oasis - 43060 Speedway Ckt 18 | ERCOT | Austin Bayou Storage II |  | ERCOT | Austin Bayou Solar, LLC |  |  | Generation | type1: Battery; mw1: 150.68 | Solar+Battery | 2023 | 2027
25INR0237 | active | 2023-03-08 | 2027-06-01 |  |  |  | SS Completed, FIS Completed, No IA | Facility Study | Brazoria | TX | Brazoria, TX | 48039 | Tap 345kV 43180 Savanna - 43020 Seabreeze Ckt 27 AND 43035 Oasis - 43060 Speedway Ckt 18 | ERCOT | Austin Bayou Storage III |  | ERCOT | Austin Bayou Solar, LLC |  |  | Generation | type1: Battery; mw1: 150.68 | Solar+Battery | 2023 | 2027
25INR0266 | active | 2022-11-23 | 2026-08-29 |  |  |  | SS Completed, FIS Started, No IA | Facility Study | Travis | TX | Travis, TX | 48453 | 7337 Kimbro 138kV | ERCOT | East Blackland Battery Storage SLF |  | ERCOT | DERIVA ENERGY STORAGE, LLC |  |  | Generation | type1: Battery; mw1: 75 | Solar+Battery | 2022 | 2026
25INR0270 | active | 2022-11-23 | 2027-05-15 |  |  |  | SS Completed, FIS Started, No IA | Facility Study | Cameron | TX | Cameron, TX | 48061 | Tap 8319 Rio Hondo - SOUTH SANTA ROSA: 8359, 138kV | ERCOT | Harryoung Solar |  | ERCOT | Gransolar Texas Four LLC |  |  | Generation | type1: Solar; mw1: 190.01 | Solar+Battery | 2022 | 2027
25INR0273 | active | 2023-12-04 | 2028-12-01 |  |  |  | SS Completed, FIS Started, No IA | Facility Study | Karnes | TX | Karnes, TX | 48255 | Tap 138kV 8153 Rosata Tap (Bus# ) - 8186 Kenedy Switch | ERCOT | Horse Wrangler Solar |  | ERCOT | Horse Wrangler Solar Project, LLC |  |  | Generation | type1: Solar; mw1: 251.33 | Solar+Battery | 2023 | 2028
25INR0274 | active | 2023-11-30 | 2028-12-01 |  |  |  | SS Completed, FIS Started, No IA | Facility Study | Karnes | TX | Karnes, TX | 48255 | Tap 138kV 8153 Rosata Tap - 8186 Kenedy Switch Ckt 1 | ERCOT | Horse Wrangler Storage |  | ERCOT | Horse Wrangler Solar Project, LLC |  |  | Generation | type1: Battery; mw1: 102.07 | Solar+Battery | 2023 | 2028
25INR0275 | active | 2024-04-15 | 2028-12-01 |  |  |  | SS Completed, FIS Started, No IA | Facility Study | Wilson | TX | Wilson, TX | 48493 | 8193 LYSSY 138kV | ERCOT | Texas Sage Solar SLF |  | ERCOT | Texas Sage Solar Project, LLC |  |  | Generation | type1: Solar; mw1: 100.7 | Solar+Battery | 2024 | 2028
25INR0282 | active | 2023-01-03 | 2026-06-01 |  |  | 2024-08-21 | SS Completed, FIS Completed, IA | IA Executed | Castro | TX | Castro, TX | 48069 | Ozark Trail Switch 345kV substation (Bus #23901) | ERCOT | Hornet Solar II SLF |  | ERCOT | Hornet Solar II LLC |  |  | Generation | type1: Solar; mw1: 208.95 | Solar+Battery | 2023 | 2026
25INR0288 | active | 2023-01-03 | 2028-09-30 |  |  |  | SS Completed, FIS Started, No IA | Facility Study | Robertson | TX | Robertson, TX | 48395 | Tap 345kV 975 Jack Creek - 3400 Twin Oak | ERCOT | Buffalo Prairie Storage |  | ERCOT | Buffalo Meadow Energy Center, LLC |  |  | Generation | type1: Battery; mw1: 313.51 | Solar+Battery | 2023 | 2028
25INR0297 | active | 2023-03-08 | 2026-09-28 |  |  |  | SS Completed, FIS Completed, No IA | Facility Study | Falls | TX | Falls, TX | 48145 | TAP 345 KV LINE FROM TRADINGHOUSE (#3405) TO TEMPLE PECAN CREEK (#3412) SUBSTATIONS | ERCOT | RIVERBEND SOLAR SLF |  | ERCOT | Riverbend Renewables, LLC |  |  | Generation | type1: Solar; mw1: 301 | Solar+Battery | 2023 | 2026
25INR0304 | active | 2023-04-07 | 2027-05-21 |  |  |  | SS Completed, FIS Started, No IA | Facility Study | Zavala | TX | Zavala, TX | 48507 | Tap the 69kV La Pryor (#8672) - Uvalde (#8231) Line; AEP | ERCOT | XE Flying Kite Solar |  | ERCOT | FLYING KITE SOLAR LLC |  |  | Generation | type1: Solar; mw1: 80.38 | Solar+Battery | 2023 | 2027
25INR0321 | active | 2023-01-17 | 2027-09-01 |  |  |  | SS Completed, FIS Started, No IA | Facility Study | Webb | TX | Webb, TX | 48479 | 138kV Bruni 8297 | ERCOT | El Molino Solar SLF |  | ERCOT | El Molino Solar, LLC |  |  | Generation | type1: Solar; mw1: 201.32 | Solar+Battery | 2023 | 2027
25INR0328 | active | 2023-01-23 | 2025-01-11 |  |  | 2023-07-18 | SS Completed, FIS Completed, IA | IA Executed | Brazoria | TX | Brazoria, TX | 48039 | 42875 Danbury 138kV | ERCOT | Longbow BESS |  | ERCOT | Longbow BESS, LLC |  |  | Generation | type1: Battery; mw1: 180.8 | Solar+Battery | 2023 | 2025
25INR0331 | active | 2023-02-27 | 2028-09-30 |  |  |  | SS Completed, FIS Started, No IA | Facility Study | Robertson | TX | Robertson, TX | 48395 | Tap Jack Creek (975) - Twin Oak (3400) 345kV line | ERCOT | Buffalo Meadow Solar |  | ERCOT | Buffalo Meadow Energy Center, LLC |  |  | Generation | type1: Solar; mw1: 251.27 | Solar+Battery | 2023 | 2028
25INR0353 | active | 2023-02-20 | 2026-07-01 |  |  |  | SS Completed, FIS Started, No IA | Facility Study | Gillespie | TX | Gillespie, TX | 48171 | New POI station between 7132 L_GILLES8_1Y - 7126 L_FERGUS8_1Y 138kV line and 7132 L_GILLES8_1Y - 7128 L_HORSBA8_1Y 138kV line, then loop in both lines into the new POI station. | ERCOT | Marshall Spring Solar |  | ERCOT | Marshall Springs Solar, LLC |  |  | Generation | type1: Solar; mw1: 150 | Solar+Battery | 2023 | 2026
25INR0354 | active | 2023-02-20 | 2026-07-01 |  |  |  | SS Completed, FIS Started, No IA | Facility Study | Gillespie | TX | Gillespie, TX | 48171 | New POI station between 7132 L_GILLES8_1Y - 7126 L_FERGUS8_1Y 138kV line and 7132 L_GILLES8_1Y - 7128 L_HORSBA8_1Y 138kV line, then loop in both lines into the new POI station. | ERCOT | Marshall Spring Storage |  | ERCOT | Marshall Springs Storage, LLC |  |  | Generation | type1: Battery; mw1: 150 | Solar+Battery | 2023 | 2026
25INR0368 | active | 2023-04-07 | 2026-12-31 |  |  |  | SS Completed, FIS Completed, No IA | Facility Study | Lamar | TX | Lamar, TX | 48277 | Tap 138kV Hawk Hollow Switch (#11768) and Lamar Blossom Switch (#11770) | ERCOT | Echols Creek Solar |  | ERCOT | BT Ferguson Solar, LLC |  |  | Generation | type1: Solar; mw1: 201.15 | Solar+Battery | 2023 | 2026
25INR0369 | active | 2023-04-07 | 2026-12-31 |  |  |  | SS Completed, FIS Completed, No IA | Facility Study | Lamar | TX | Lamar, TX | 48277 | Tap 138kV Hawk Hollow Switch (#11768) and Lamar Blossom Switch (#11770) | ERCOT | Echols Creek Storage |  | ERCOT | BT Ferguson Solar, LLC |  |  | Generation | type1: Battery; mw1: 100.57 | Solar+Battery | 2023 | 2026
25INR0377 | active | 2023-03-27 | 2026-12-31 |  |  |  | SS Completed, FIS Started, No IA | Facility Study | Wilbarger | TX | Wilbarger, TX | 48487 | 6060 Vernon 138kV | ERCOT | Proteus Vernon Solar SLF |  | ERCOT | Vernon Solar and Storage LLC (a Delaware LLC) |  |  | Generation | type1: Solar; mw1: 75 | Solar+Battery | 2023 | 2026
25INR0382 | active | 2023-06-07 | 2026-09-14 |  |  | 2024-12-16 | SS Completed, FIS Completed, IA | IA Executed | Milam | TX | Milam, TX | 48331 | Tap 345kV 3704 Hog Creek Switch  3687 Bell County East Switch | ERCOT | HappyDogSolar |  | ERCOT | Rosula Solar LLC |  |  | Generation | type1: Solar; mw1: 85.54 | Solar+Battery | 2023 | 2026
25INR0389 | active | 2023-03-13 | 2025-09-01 |  |  | 2024-04-19 | SS Completed, FIS Completed, IA | IA Executed | Milam | TX | Milam, TX | 48331 | Tap 345 kV 13429 SANDOW SWITCH - 7040 AUSTROP CKT 2 | ERCOT | Stoneridge BESS |  | ERCOT | Stoneridge Solar, LLC |  |  | Generation | type1: Battery; mw1: 101.9 | Solar+Battery | 2023 | 2025
25INR0422 | active | 2023-04-19 | 2027-12-01 |  |  |  | SS Completed, FIS Started, No IA | Facility Study | Bastrop | TX | Bastrop, TX | 48021 | AUSTROP TO GARFIELD 345kV LINE [Bus # 7040 - 7048] | ERCOT | Waterloo Solar 1 |  | ERCOT | Waterloo Solar, LLC |  |  | Generation | type1: Solar; mw1: 200.64 | Solar+Battery | 2023 | 2027
25INR0423 | active | 2023-05-15 | 2026-08-07 |  |  |  | SS Completed, FIS Started, No IA | Facility Study | Freestone | TX | Freestone, TX | 48161 | 3558 Ranchland 138 kV | ERCOT | Brackens Solar |  | ERCOT | Brackens Solar |  |  | Generation | type1: Solar; mw1: 177.24 | Solar+Battery | 2023 | 2026
25INR0424 | active | 2023-05-03 | 2026-08-07 |  |  |  | SS Completed, FIS Started, No IA | Facility Study | Freestone | TX | Freestone, TX | 48161 | 3558 Ranchland 138 kV | ERCOT | Brackens BESS |  | ERCOT | Brackens BESS |  |  | Generation | type1: Battery; mw1: 103.58 | Solar+Battery | 2023 | 2026
25INR0442 | active | 2023-06-07 | 2026-09-14 |  |  | 2024-12-16 | SS Completed, FIS Completed, IA | IA Executed | Milam | TX | Milam, TX | 48331 | Tap 345kV 3704 Hog Creek Switch  3687 Bell County East Switch | ERCOT | Happy Dog Storage |  | ERCOT | Rosula Solar LLC |  |  | Generation | type1: Battery; mw1: 60.16 | Solar+Battery | 2023 | 2026
25INR0447 | active | 2023-05-15 | 2027-12-01 |  |  |  | SS Completed, FIS Started, No IA | Facility Study | Bastrop | TX | Bastrop, TX | 48021 | Tap 345kV 7040 AUSTROP - 7048 GARFIELD | ERCOT | Waterloo BESS 1 |  | ERCOT | Waterloo Solar, LLC |  |  | Generation | type1: Battery; mw1: 105.64 | Solar+Battery | 2023 | 2027
25INR0451 | active | 2023-05-26 | 2027-12-31 |  |  |  | SS Completed, FIS Started, No IA | Facility Study | Upton | TX | Upton, TX | 48461 | 76008 Twelvemile 345kV | ERCOT | Tres Rios Ranch BESS |  | ERCOT | LectricWind LLC |  |  | Generation | type1: Battery; mw1: 290 | Solar+Battery | 2023 | 2027
25INR0457 | active | 2023-09-25 | 2028-06-01 |  |  |  | SS Completed, FIS Started, No IA | Facility Study | Dallas | TX | Dallas, TX | 48113 | 2412 Mountain Creek East 138kV | ERCOT | Mountain Creek BESS Expansion |  | ERCOT | Mountain Creek Power, LLC |  |  | Generation | type1: Battery; mw1: 408.69 | Gas+Battery | 2023 | 2028
25INR0473 | active | 2023-08-21 | 2026-06-25 |  |  |  | SS Completed, FIS Started, No IA | Facility Study | Jones | TX | Jones, TX | 48253 | 68014 Open Sky | ERCOT | Crowded Star I BESS |  | ERCOT | Jones City Solar II, LLC |  |  | Generation | type1: Battery; mw1: 202.69 | Solar+Battery | 2023 | 2026
25INR0492 | active | 2023-10-20 | 2026-07-01 |  |  | 2012-02-22 | SS Completed, FIS Started, IA | IA Executed | Wilbarger | TX | Wilbarger, TX | 48487 | 61001 JIM TREECE 345kV | ERCOT | Blue Summit Energy Storage |  | ERCOT | NextEra Energy Interconnection Holdings, LLC |  |  | Generation | type1: Battery; mw1: 100 | Wind+Battery | 2023 | 2026
25INR0497 | active | 2023-08-21 | 2026-12-31 |  |  |  | SS Completed, FIS Started, No IA | Facility Study | Robertson | TX | Robertson, TX | 48395 | Elliott (Bus #53) to Franklin (Bus #57) 69kV Transmission Line | ERCOT | Stegall Solar |  | ERCOT | BT Martin Solar, LLC |  |  | Generation | type1: Solar; mw1: 81.57 | Solar+Battery | 2023 | 2026
25INR0498 | active | 2023-08-21 | 2026-12-31 |  |  |  | SS Completed, FIS Started, No IA | Facility Study | Robertson | TX | Robertson, TX | 48395 | Tap connection to a new switching station on the Elliott (Bus #53) - Franklin (Bus #57) 69 kV Transmission Line | ERCOT | Stegall Storage |  | ERCOT | BT Martin Solar, LLC |  |  | Generation | type1: Battery; mw1: 50.47 | Solar+Battery | 2023 | 2026
25INR0501 | active | 2023-07-31 | 2027-03-15 |  |  |  | SS Completed, FIS Started, No IA | Facility Study | Kinney | TX | Kinney, TX | 48271 | Tap138 kV 8252 Brackettville - 8260 Escondido | ERCOT | Longday Solar SLF |  | ERCOT | Longday Solar |  |  | Generation | type1: Solar; mw1: 200.8 | Solar+Battery | 2023 | 2027
25INR0504 | active | 2023-09-22 | 2028-04-10 |  |  |  | SS Completed, FIS Started, No IA | Facility Study | Franklin | TX | Franklin, TX | 48159 | 11688 Thorn Tree Switch 345kV | ERCOT | Lazy Frog Solar SLF |  | ERCOT | Lazy Frog Solar, LLC |  |  | Generation | type1: Solar; mw1: 105.8 | Solar+Battery | 2023 | 2028
25INR0505 | active | 2023-10-20 | 2027-09-13 |  |  |  | SS Completed, FIS Started, No IA | Facility Study | Lamar | TX | Lamar, TX | 48277 | Tap 138KV 11768 Hawk Hollow  1768 Deport | ERCOT | Mud Cat Solar SLF |  | ERCOT | Mud Cat Solar, LLC |  |  | Generation | type1: Solar; mw1: 100.5 | Solar+Battery | 2023 | 2027
25INR0519 | active | 2024-02-02 | 2026-12-31 |  |  |  | SS Completed, FIS Started, No IA | Facility Study | Brazos | TX | Brazos, TX | 48041 | Tap 345kV 3400 Twin Oak - 967 Gibbons Creek | ERCOT | Silver Birch Solar |  | ERCOT | Silver Birch Solar, LLC |  |  | Generation | type1: Solar; mw1: 201 | Solar+Battery | 2024 | 2026
25INR0520 | active | 2024-02-02 | 2026-12-31 |  |  |  | SS Completed, FIS Started, No IA | Facility Study | Brazos | TX | Brazos, TX | 48041 | Tap 345 kV 3400 Twin Oak - 967 Gibbons Creek | ERCOT | Silver Birch BESS |  | ERCOT | Silver Birch BESS, LLC |  |  | Generation | type1: Battery; mw1: 208.8 | Solar+Battery | 2024 | 2026
25INR0528 | active | 2023-09-22 | 2026-08-17 |  |  |  | SS Completed, FIS Started, No IA | Facility Study | Fisher | TX | Fisher, TX | 48151 | tap 345 kV 68001 Claytonville  68004 Phantom Hill Circuit 2 | ERCOT | Indigo Storage 2 |  | ERCOT | Innovative Solar 245, LLC |  |  | Generation | type1: Battery; mw1: 60 | Solar+Battery | 2023 | 2026
25INR0529 | active | 2023-11-14 | 2026-08-17 |  |  |  | SS Completed, FIS Started, No IA | Facility Study | Fisher | TX | Fisher, TX | 48151 | tap 345 kV 68001 Claytonville  68004 Phantom Hill Circuit 2 | ERCOT | Indigo Storage 3 |  | ERCOT | Innovative Solar 245, LLC |  |  | Generation | type1: Battery; mw1: 60 | Solar+Battery | 2023 | 2026
25INR0530 | active | 2023-10-25 | 2026-08-17 |  |  |  | SS Completed, FIS Started, No IA | Facility Study | Fisher | TX | Fisher, TX | 48151 | tap 345 kV 68001 Claytonville  68004 Phantom Hill Circuit 2 | ERCOT | Indigo Storage 4 |  | ERCOT | Innovative Solar 245, LLC |  |  | Generation | type1: Battery; mw1: 60 | Solar+Battery | 2023 | 2026
25INR0547 | active | 2023-10-04 | 2027-07-15 |  |  |  | SS Completed, FIS Started, No IA | Facility Study | Fisher | TX | Fisher, TX | 48151 | Tap 345KV 68001 Clayton 345KV -68000 WShack Ckt 2 | ERCOT | Indigo solar 2 |  | ERCOT | Indigo Solar 2 |  |  | Generation | type1: Solar; mw1: 180 | Solar+Battery | 2023 | 2027
25INR0552 | active | 2023-10-04 | 2027-05-15 |  |  |  | SS Completed, FIS Started, No IA | Facility Study | Cameron | TX | Cameron, TX | 48061 | 8319 Rio Hondo sub 138kV | ERCOT | HarryoungBESS |  | ERCOT | Gransolar Texas Four LLC |  |  | Generation | type1: Battery; mw1: 190.01 | Solar+Battery | 2023 | 2027
25INR0555 | active | 2023-10-30 | 2027-02-01 |  |  |  | SS Completed, FIS Started, No IA | Facility Study | Brazoria | TX | Brazoria, TX | 48039 | 44010 WA Parish - 42980 Nash 138 kV Ckt 02 | ERCOT | Stargazer Solar |  | ERCOT | Stargazer Solar LLC |  |  | Generation | type1: Solar; mw1: 157.7 | Solar+Battery | 2023 | 2027
25INR0556 | active | 2023-10-30 | 2027-02-01 |  |  |  | SS Completed, FIS Started, No IA | Facility Study | Brazoria | TX | Brazoria, TX | 48039 | 44010 WA Parish - 42980 Nash 138 kV | ERCOT | Stargazer BESS |  | ERCOT | Stargazer Solar LLC |  |  | Generation | type1: Battery; mw1: 104.5 | Solar+Battery | 2023 | 2027
25INR0586 | active | 2024-05-20 | 2028-04-17 |  |  |  | SS Completed, FIS Started, No IA | Facility Study | Armstrong | TX | Armstrong, TX | 48011 | Tap 345KV 23900 AlLIBATES -23914 TULECNYN | ERCOT | Zeus Armstrong Solar |  | ERCOT | Armstrong Solar, LLC |  |  | Generation | type1: Solar; mw1: 509.6 | Solar+Battery | 2024 | 2028
25INR0587 | active | 2024-03-22 | 2028-04-17 |  |  |  | SS Completed, FIS Started, No IA | Facility Study | Armstrong | TX | Armstrong, TX | 48011 | Tap 345KV 23900 ALIBATES - 23914 TULECNYN | ERCOT | Zeus Armstrong BESS |  | ERCOT | Armstrong BESS, LLC |  |  | Generation | type1: Battery; mw1: 421.5 | Solar+Battery | 2024 | 2028
25INR0606 | active | 2024-02-26 | 2026-09-30 |  |  |  | SS Completed, FIS Started, No IA | Facility Study | Ward | TX | Ward, TX | 48475 | 37990 TNSTAGHORN1 138kV | ERCOT | Proteus Thornton Ranch Solar SLF |  | ERCOT | Thornton Ranch Solar, LLC |  |  | Generation | type1: Solar; mw1: 180 | Solar+Battery | 2024 | 2026
25INR0608 | active | 2024-03-22 | 2027-12-31 |  |  |  | SS Completed, FIS Started, No IA | Facility Study | Glasscock | TX | Glasscock, TX | 48173 | 345kV Bernoulli (bus # 59907) | ERCOT | Proteus London-Leigh Solar SLF |  | ERCOT | London Leigh Solar, LLC |  |  | Generation | type1: Solar; mw1: 600 | Solar+Battery | 2024 | 2027
25INR0622 | active | 2024-02-26 | 2026-09-29 |  |  |  | SS Completed, FIS Started, No IA | Facility Study | Kinney | TX | Kinney, TX | 48271 | 7425 ODLASW 138kV | ERCOT | Turkey Creek Solar |  | ERCOT | Greenray Solar Corporation |  |  | Generation | type1: Solar; mw1: 211.2 | Solar+Battery | 2024 | 2026
25INR0623 | active | 2024-03-29 | 2026-09-29 |  |  |  | SS Completed, FIS Started, No IA | Facility Study | Kinney | TX | Kinney, TX | 48271 | 7425 ODLASW 138 kV | ERCOT | Turkey Creek Battery Energy Storage System |  | ERCOT | Greenray Solar Corporation |  |  | Generation | type1: Battery; mw1: 40 | Solar+Battery | 2024 | 2026
25INR0672 | active | 2024-06-03 | 2025-12-01 |  |  | 2019-02-21 | SS Completed, FIS Completed, IA | IA Executed | Childress | TX | Childress, TX | 48075 | 60501 Tesla 345 kV | ERCOT | Fagus Solar Park 2 SLF |  | ERCOT | Excel Advantage Services, LLC dba Misae Solar Park II |  |  | Generation | type1: Solar; mw1: 166.57 | Solar+Battery | 2024 | 2025
25INR0673 | active | 2024-09-04 | 2024-12-30 | 2024-12-30 |  |  | SS Completed, FIS Completed, No IA | Facility Study | Wharton | TX | Wharton, TX | 48481 | 44880 Waterh_POI_5 345kV | ERCOT | PHOTON SOLAR 4 SLF |  | ERCOT | GulfStar Power, LLC |  |  | Generation | type1: Solar; mw1: 105.98 | Solar+Battery | 2024 | 2024
25INR0691 | active | 2022-06-02 | 2025-11-28 |  |  | 2023-03-23 | SS Completed, FIS Completed, IA | IA Executed | Wharton | TX | Wharton, TX | 48481 | 44880 Waterh_POI_5 345kV | ERCOT | PHOTON BESS2 SLF |  | ERCOT | GulfStar Power, LLC |  |  | Generation | type1: Battery; mw1: 152.74 | Solar+Battery | 2022 | 2025
25INR0693 | active | 2024-11-26 | 2027-01-16 |  |  |  | SS Started, FIS Started, No IA | Facility Study | Houston | TX | Houston, TX | 48225 | Tab 138kv 3355 Grapeland_Magnolia - 3357 Pleasant_Springs. | ERCOT | Leon BESS |  | ERCOT | Leon BESS |  |  | Generation | type1: Battery; mw1: 153.7 | Solar+Battery | 2024 | 2027
26INR0023 | active | 2022-09-15 | 2026-07-01 |  |  | 2024-05-21 | SS Completed, FIS Started, IA | IA Executed | Leon | TX | Leon, TX | 48289 | Tap 138kV Grapeland Magnolia Tap (bus #3355) to Pleasant Springs POI (bus# 3357) section of the Jewett -Crockett 138kV Line | ERCOT | Leon Solar Park |  | ERCOT | Misae Solar IV LLC |  |  | Generation | type1: Solar; mw1: 210.1 | Solar+Battery | 2022 | 2026
26INR0030 | active | 2022-12-07 | 2027-03-24 |  |  |  | SS Completed, FIS Started, No IA | Facility Study | Freestone | TX | Freestone, TX | 48161 | 345kV Navarro (#68091) to Limestone (# 46020) | ERCOT | Perry Creek Solar SLF |  | ERCOT | Perry Creek Solar, LLC |  |  | Generation | type1: Solar; mw1: 102.04 | Solar+Battery | 2022 | 2027
26INR0046 | active | 2023-01-03 | 2027-06-30 |  |  |  | SS Completed, FIS Completed, No IA | Facility Study | Victoria | TX | Victoria, TX | 48469 | Double tapping: 345kV 5915 STP - 5133 Elm Creek ckt#1 and 345kV 5068 Cachena  5323 Old Hickory ckt#2 | ERCOT | Paluxy Solar |  | ERCOT | S&S Renewables LLC |  |  | Generation | type1: Solar; mw1: 1029.06 | Solar+Battery | 2023 | 2027
26INR0047 | active | 2023-01-03 | 2027-06-30 |  |  |  | SS Completed, FIS Completed, No IA | Facility Study | Victoria | TX | Victoria, TX | 48469 | Double tapping: 345kV 5915 STP - 5133 Elm Creek ckt#1 and 345kV 5068 Cachena  5323 Old Hickory ckt#2 | ERCOT | Paluxy Storage |  | ERCOT | S&S Renewables LLC |  |  | Generation | type1: Battery; mw1: 511.68 | Solar+Battery | 2023 | 2027
26INR0068 | active | 2023-01-30 | 2026-07-01 |  |  |  | SS Completed, FIS Started, No IA | Facility Study | Karnes | TX | Karnes, TX | 48255 | Tap 345kV 5725 PAWNEESW5 - 8164 COLETO7A | ERCOT | Charro Creek Solar 1 SLF |  | ERCOT | Charro Creek Solar LLC |  |  | Generation | type1: Solar; mw1: 203 | Solar+Battery | 2023 | 2026
26INR0070 | active | 2023-03-08 | 2026-07-01 |  |  |  | SS Completed, FIS Started, No IA | Facility Study | Karnes | TX | Karnes, TX | 48255 | Tap 345kV 5725 PAWNEESW5 - 8164 COLETO7A | ERCOT | Charro Creek Solar 2 SLF |  | ERCOT | Charro Creek Solar LLC |  |  | Generation | type1: Solar; mw1: 203 | Solar+Battery | 2023 | 2026
26INR0072 | active | 2023-03-08 | 2026-07-01 |  |  |  | SS Completed, FIS Started, No IA | Facility Study | Karnes | TX | Karnes, TX | 48255 | Tap on PAWNEESW5 (#5725) - COLETO7A (#8164) Line | ERCOT | Charro Creek Solar 3 SLF |  | ERCOT | Charro Creek Solar LLC |  |  | Generation | type1: Solar; mw1: 203 | Solar+Battery | 2023 | 2026
26INR0074 | active | 2023-01-30 | 2026-07-02 |  |  |  | SS Completed, FIS Completed, No IA | Facility Study | Wilson | TX | Wilson, TX | 48493 | Tap 345kV 5133 Elm Creek - 5901 San Miguel Gen Ckt 1 | ERCOT | Anila Solar |  | ERCOT | Alina Energy LLC |  |  | Generation | type1: Solar; mw1: 200.8 | Solar+Battery | 2023 | 2026
26INR0077 | active | 2023-02-20 | 2026-07-02 |  |  |  | SS Completed, FIS Completed, No IA | Facility Study | Wilson | TX | Wilson, TX | 48493 | Tap of 345 kV Elm Creek (Bus# 5133) - San Miguel Gen (Bus# 5901) Transmission Line Ckt 1 | ERCOT | Anila BESS |  | ERCOT | Alina Energy LLC |  |  | Generation | type1: Battery; mw1: 209 | Solar+Battery | 2023 | 2026
26INR0082 | active | 2023-05-15 | 2027-08-23 |  |  |  | SS Completed, FIS Started, No IA | Facility Study | Freestone | TX | Freestone, TX | 48161 | Tap 345kV 3133 RICHLND2_5 - 3381 BIGBRNW_5 | ERCOT | Amerada Solar |  | ERCOT | Amerada Solar, LLC |  |  | Generation | type1: Solar; mw1: 301.57 | Solar+Battery | 2023 | 2027
26INR0084 | active | 2023-05-15 | 2027-08-23 |  |  |  | SS Completed, FIS Started, No IA | Facility Study | Freestone | TX | Freestone, TX | 48161 | Tap 345kV 3133 RICHLND2_5 - 3381 BIGBRNW_5 | ERCOT | Amerada Storage |  | ERCOT | Amerada Solar, LLC |  |  | Generation | type1: Battery; mw1: 150.78 | Solar+Battery | 2023 | 2027
26INR0085 | active | 2023-10-30 | 2028-06-01 |  |  |  | SS Completed, FIS Started, No IA | Facility Study | Dallas | TX | Dallas, TX | 48113 | 2412 Mountain Creek East 138kV | ERCOT | Mountain Creek Thermal Expansion |  | ERCOT | Mountain Creek Power, LLC |  |  | Generation | type1: Gas; mw1: 736.98 | Gas+Battery | 2023 | 2028
26INR0088 | active | 2023-04-19 | 2027-07-01 |  |  |  | SS Completed, FIS Started, No IA | Facility Study | La Salle | TX | La Salle, TX | 48283 | Tap 345kV LOBO7A (#80219) - FOWLERTONSW5 (#5709) | ERCOT | La Salle Solar |  | ERCOT | OCI La Salle Solar LLC |  |  | Generation | type1: Solar; mw1: 503.9 | Solar+Battery | 2023 | 2027
26INR0089 | active | 2023-04-07 | 2027-07-01 |  |  |  | SS Completed, FIS Started, No IA | Facility Study | La Salle | TX | La Salle, TX | 48283 | Tap 345kV LOBO7A (#80219) - FOWLERTONSW5 (#5709) CKT#2 | ERCOT | La Salle ESS |  | ERCOT | OCI La Salle ESS LLC |  |  | Generation | type1: Battery; mw1: 503.9 | Solar+Battery | 2023 | 2027
26INR0130 | active | 2024-07-30 | 2026-12-01 |  |  |  | SS Completed, FIS Started, No IA | Facility Study | Navarro | TX | Navarro, TX | 48349 | Tap 138kV 3472 BRIAR_CRK_8  3467 POWELL1_8 | ERCOT | Elm Flats Solar SLF |  | ERCOT | Elm Flats Solar, LLC |  |  | Generation | type1: Solar; mw1: 125.58 | Solar+Battery | 2024 | 2026
26INR0134 | active | 2023-06-28 | 2028-07-01 |  |  |  | SS Completed, FIS Started, No IA | Facility Study | Bee | TX | Bee, TX | 48025 | 8629 Baez 69 kV | ERCOT | Myers Solar |  | ERCOT | BT Myers Solar, LLC |  |  | Generation | type1: Solar; mw1: 100.94 | Solar+Battery | 2023 | 2028
26INR0135 | active | 2023-06-28 | 2028-07-01 |  |  |  | SS Completed, FIS Started, No IA | Facility Study | Bee | TX | Bee, TX | 48025 | 8629 Baez 69 kV | ERCOT | Myers Storage |  | ERCOT | BT Myers Solar, LLC |  |  | Generation | type1: Battery; mw1: 75.7 | Solar+Battery | 2023 | 2028
26INR0138 | active | 2023-08-14 | 2026-12-31 |  |  |  | SS Completed, FIS Started, No IA | Facility Study | Montague | TX | Montague, TX | 48337 | Tap 138 kV 620 Bowie - 741 Dye Mound | ERCOT | Weathervane Solar SLF |  | ERCOT | Mallard Place LLC |  |  | Generation | type1: Solar; mw1: 160.49 | Solar+Battery | 2023 | 2026
26INR0139 | active | 2023-08-14 | 2026-12-31 |  |  |  | SS Completed, FIS Started, No IA | Facility Study | Montague | TX | Montague, TX | 48337 | Tap 138 kV 620 Bowie - 741 Dye Mound | ERCOT | Weathervane Storage SLF |  | ERCOT | Mallard Place LLC |  |  | Generation | type1: Battery; mw1: 32.47 | Solar+Battery | 2023 | 2026
26INR0146 | active | 2023-07-31 | 2026-12-31 |  |  |  | SS Completed, FIS Started, No IA | Facility Study | Haskell | TX | Haskell, TX | 48207 | Tap 138kV 6158 Aspermont  6161 Paint Creek | ERCOT | DMF Sagerton Solar SLF |  | ERCOT | Double Mountain Fork LLC |  |  | Generation | type1: Solar; mw1: 125.5 | Solar+Battery | 2023 | 2026
26INR0147 | active | 2023-09-22 | 2026-05-15 |  |  |  | SS Completed, FIS Started, No IA | Facility Study | Coryell | TX | Coryell, TX | 48099 | Tap 7061 COPPERAS COVE 7260 Kempner 138kV | ERCOT | Seven Springs Solar |  | ERCOT | Hancock Springs, LLC |  |  | Generation | type1: Solar; mw1: 145.57 | Solar+Battery | 2023 | 2026
26INR0150 | active | 2023-07-10 | 2026-03-01 |  |  |  | SS Completed, FIS Started, No IA | Facility Study | Schleicher | TX | Schleicher, TX | 48413 | Tap 138 kV Live Oak (6500) - Santiago (6490) | ERCOT | Proving Ground Solar |  | ERCOT | Lantana Solar LLC |  |  | Generation | type1: Solar; mw1: 82.1 | Solar+Battery | 2023 | 2026
26INR0155 | active | 2023-07-31 | 2027-07-31 |  |  | 2024-06-27 | SS Completed, FIS Started, IA | IA Executed | Refugio | TX | Refugio, TX | 48391 | tap 345kV 8249 Angstrom  8676 Static | ERCOT | Ross Solar |  | ERCOT | S&S Renewables, LLC |  |  | Generation | type1: Solar; mw1: 1025.57 | Solar+Battery | 2023 | 2027
26INR0156 | active | 2023-08-14 | 2027-07-31 |  |  | 2024-06-27 | SS Completed, FIS Started, IA | IA Executed | Refugio | TX | Refugio, TX | 48391 | tap the 345 kV Angstrom (#8249)  Static (#8676) line; AEP | ERCOT | Ross Storage |  | ERCOT | S&S Renewables, LLC |  |  | Generation | type1: Battery; mw1: 510.99 | Solar+Battery | 2023 | 2027
26INR0159 | active | 2023-07-10 | 2026-03-01 |  |  |  | SS Completed, FIS Started, No IA | Facility Study | Schleicher | TX | Schleicher, TX | 48413 | Tap 138kV 6500 Live Oak - 6490 Santiago | ERCOT | Proving Ground BESS |  | ERCOT | Lantana Solar LLC |  |  | Generation | type1: Battery; mw1: 42.9 | Solar+Battery | 2023 | 2026
26INR0161 | active | 2023-08-14 | 2026-09-22 |  |  |  | SS Completed, FIS Started, No IA | Facility Study | Nacogdoches | TX | Nacogdoches, TX | 48347 | Tap 345 kV 3119 Nacogdoches SE - 3116 Mt Enterprise | ERCOT | Timberline Solar |  | ERCOT | Timberline Renewables, LLC |  |  | Generation | type1: Solar; mw1: 201 | Solar+Battery | 2023 | 2026
26INR0162 | active | 2023-08-14 | 2026-09-22 |  |  |  | SS Completed, FIS Started, No IA | Facility Study | Nacogdoches | TX | Nacogdoches, TX | 48347 | Tap 345 kV 3119 Nacogdoches SE - 3116 Mt Enterprise | ERCOT | Timberline Storage |  | ERCOT | Timberline Renewables, LLC |  |  | Generation | type1: Battery; mw1: 100.5 | Solar+Battery | 2023 | 2026
26INR0168 | active | 2024-05-09 | 2026-06-30 |  |  |  | SS Completed, FIS Started, No IA | Facility Study | Uvalde | TX | Uvalde, TX | 48463 | Tap 138KV 8707 Dryfrio - 8234 Uvalde | ERCOT | Nightfall BESS SLF |  | ERCOT | BDPU Solar Nightfall, LLC |  |  | Generation | type1: Battery; mw1: 11 | Solar+Battery | 2024 | 2026
26INR0171 | active | 2023-08-21 | 2027-07-01 |  |  |  | SS Completed, FIS Started, No IA | Facility Study | Hardeman | TX | Hardeman, TX | 48197 | Tap 345kV 60505 EDITHCLA7B - 60501 TESLA7A ckt2 | ERCOT | Lazy U Solar 1 |  | ERCOT | Lazy U Solar 1 |  |  | Generation | type1: Solar; mw1: 252 | Solar+Battery | 2023 | 2027
26INR0172 | active | 2023-08-21 | 2027-07-01 |  |  |  | SS Completed, FIS Started, No IA | Facility Study | Hardeman | TX | Hardeman, TX | 48197 | Tap 345kV 60505 EDITHCLA7B - 60501 TESLA7A CKT2 | ERCOT | Lazy U Solar 2 |  | ERCOT | Lazy U Solar 2 |  |  | Generation | type1: Solar; mw1: 252 | Solar+Battery | 2023 | 2027
26INR0173 | active | 2023-09-08 | 2027-07-01 |  |  |  | SS Completed, FIS Started, No IA | Facility Study | Hardeman | TX | Hardeman, TX | 48197 | Tap EDITHCLA7B [60505] -- TESLA7A [60501] 345kV ckt2 | ERCOT | Lazy U ESS 1 |  | ERCOT | Lazy U ESS 1 |  |  | Generation | type1: Battery; mw1: 251.5 | Solar+Battery | 2023 | 2027
26INR0174 | active | 2023-08-21 | 2027-07-01 |  |  |  | SS Completed, FIS Started, No IA | Facility Study | Hardeman | TX | Hardeman, TX | 48197 | Tap EDITHCLA7B [60505] -- TESLA7A [60501] ckt2 | ERCOT | Lazy U ESS 2 |  | ERCOT | Lazy U ESS 2 |  |  | Generation | type1: Battery; mw1: 251.5 | Solar+Battery | 2023 | 2027
26INR0176 | active | 2023-06-28 | 2026-12-31 |  |  |  | SS Completed, FIS Started, No IA | Facility Study | Houston | TX | Houston, TX | 48225 | Tap 138kV 6733 Mustang Prairie - 6732 Latexo | ERCOT | Dionysus Solar |  | ERCOT | Dionysus Solar, LLC |  |  | Generation | type1: Solar; mw1: 153.26 | Solar+Battery | 2023 | 2026
26INR0177 | active | 2023-06-28 | 2026-12-31 |  |  |  | SS Completed, FIS Started, No IA | Facility Study | Houston | TX | Houston, TX | 48225 | Tap 138kV 6733 Mustang Prairie - 6732 Latexo | ERCOT | Dionysus Storage |  | ERCOT | Dionysus Solar, LLC |  |  | Generation | type1: Battery; mw1: 77.28 | Solar+Battery | 2023 | 2026
26INR0196 | active | 2023-09-07 | 2026-12-31 |  |  |  | SS Completed, FIS Started, No IA | Facility Study | Duval | TX | Duval, TX | 48131 | Bruni (#8297)  Crestonio (#8695) 138 kV line; AEP | ERCOT | Realitos Solar SLF |  | ERCOT | Mesquite Creek LLC |  |  | Generation | type1: Solar; mw1: 150.49 | Solar+Battery | 2023 | 2026
26INR0238 | active | 2024-03-22 | 2028-03-08 |  |  |  | SS Completed, FIS Started, No IA | Facility Study | Mills | TX | Mills, TX | 48333 | Tap 345 kV 3424 Buckhorn Switch - 1444 Brown Switch | ERCOT | Clapton Solar |  | ERCOT | Clapton Solar |  |  | Generation | type1: Solar; mw1: 178.87 | Solar+Battery | 2024 | 2028
26INR0241 | active | 2023-10-25 | 2027-04-17 |  |  |  | SS Completed, FIS Started, No IA | Facility Study | Ellis | TX | Ellis, TX | 48139 | Tap 345kV 2427 Watermill - 2466 Big Onion | ERCOT | Sol Marina Energy Center |  | ERCOT | Adapture Solar Development, LLC |  |  | Generation | type1: Solar; mw1: 175.3 | Solar+Battery | 2023 | 2027
26INR0242 | active | 2023-10-25 | 2027-04-17 |  |  |  | SS Completed, FIS Started, No IA | Facility Study | Ellis | TX | Ellis, TX | 48139 | Tap 345kV 2427 Watermill - 2466 Big Onion | ERCOT | Sol Marina Energy Center BESS |  | ERCOT | Adapture Solar Development, LLC |  |  | Generation | type1: Battery; mw1: 57.15 | Solar+Battery | 2023 | 2027
26INR0245 | active | 2023-10-25 | 2026-12-31 |  |  |  | SS Completed, FIS Started, No IA | Facility Study | Kinney | TX | Kinney, TX | 48271 | 7425 ODLAW SWITCH 138kV | ERCOT | Cairos Storage |  | ERCOT | Cairos Solar, LLC |  |  | Generation | type1: Battery; mw1: 77.28 | Solar+Battery | 2023 | 2026
26INR0246 | active | 2023-10-04 | 2026-12-31 |  |  |  | SS Completed, FIS Started, No IA | Facility Study | Kinney | TX | Kinney, TX | 48271 | ODLAW SWITCH (#7425) | ERCOT | Cairos Solar |  | ERCOT | Cairos Solar, LLC |  |  | Generation | type1: Solar; mw1: 153.26 | Solar+Battery | 2023 | 2026
26INR0250 | active | 2023-08-21 | 2026-09-15 |  |  |  | SS Completed, FIS Started, No IA | Facility Study | Matagorda | TX | Matagorda, TX | 48321 | Tap 345kV WAP to STP CKT39 (PTI# 5915-44000 CKT 39) | ERCOT | Duffy BESS |  | ERCOT | Duffy Energy Storage LLC |  |  | Generation | type1: Battery; mw1: 235.9 | Solar+Battery | 2023 | 2026
26INR0253 | active | 2023-09-22 | 2027-09-23 |  |  |  | SS Completed, FIS Started, No IA | Facility Study | Van Zandt | TX | Van Zandt, TX | 48467 | Tap Connection Bus 2485 Poetry Switch  3223 Shamburger Switch | ERCOT | Goldfinch Solar |  | ERCOT | BT DJ4M Solar, LLC |  |  | Generation | type1: Solar; mw1: 150.54 | Solar+Battery | 2023 | 2027
26INR0254 | active | 2023-10-04 | 2027-09-23 |  |  |  | SS Completed, FIS Started, No IA | Facility Study | Van Zandt | TX | Van Zandt, TX | 48467 | Tap Connection Bus 2485 Poetry Switch  3223 Shamburger Switch | ERCOT | Goldfinch Storage |  | ERCOT | BT DJ4M Solar, LLC |  |  | Generation | type1: Battery; mw1: 100.44 | Solar+Battery | 2023 | 2027
26INR0255 | active | 2023-11-14 | 2026-07-01 |  |  |  | SS Completed, FIS Started, No IA | Facility Study | Concho | TX | Concho, TX | 48095 | 7077 Amos Creek 345kV | ERCOT | Operation Sunshine |  | ERCOT | Duck Creek Solar, LLC |  |  | Generation | type1: Solar; mw1: 602.1 | Solar+Battery | 2023 | 2026
26INR0256 | active | 2024-02-27 | 2027-10-30 |  |  |  | SS Completed, FIS Started, No IA | Facility Study | Houston | TX | Houston, TX | 48225 | Tap to Jim English (#3351)  Flat Branch (#3345) 138kV | ERCOT | Camino Ranch Solar 2 SLF |  | ERCOT | Camino Ranch Solar Project LLC |  |  | Generation | type1: Solar; mw1: 237.21 | Solar+Battery | 2024 | 2027
26INR0257 | active | 2024-02-02 | 2027-10-30 |  |  |  | SS Completed, FIS Started, No IA | Facility Study | Houston | TX | Houston, TX | 48225 | Tap to Jim English (#3351)  Flat Branch (#3345) 138kV | ERCOT | Camino Ranch Storage 2 SLF |  | ERCOT | Camino Ranch Solar LLC |  |  | Generation | type1: Battery; mw1: 238.45 | Solar+Battery | 2024 | 2027
26INR0277 | active | 2023-10-13 | 2028-06-01 |  |  |  | SS Completed, FIS Started, No IA | Facility Study | Culberson | TX | Culberson, TX | 48109 | Elcor_8 bus # 11198 | ERCOT | Salt-Lick Solar |  | ERCOT | Salt-Lick Solar, LLC |  |  | Generation | type1: Solar; mw1: 510 | Solar+Battery | 2023 | 2028
26INR0279 | active | 2023-11-14 | 2026-12-31 |  |  |  | SS Completed, FIS Started, No IA | Facility Study | Ector | TX | Ector, TX | 48135 | 138 kV 1099 SOUTHWESTERN PORTLAND TAP - 11281 OLSIN SWITCH | ERCOT | Firebird Solar |  | ERCOT | TX Firebird SB 6, LLC |  |  | Generation | type1: Solar; mw1: 100.42 | Solar+Battery | 2023 | 2026
26INR0287 | active | 2023-11-14 | 2026-12-31 |  |  |  | SS Completed, FIS Started, No IA | Facility Study | Ector | TX | Ector, TX | 48135 | 138 kV 1099 SOUTHWESTERN PORTLAND TAP - 11281 OLSIN SWITCH | ERCOT | Firebird BESS |  | ERCOT | TX BESS 6, LLC |  |  | Generation | type1: Battery; mw1: 100.42 | Solar+Battery | 2023 | 2026
26INR0290 | active | 2023-12-18 | 2026-12-31 |  |  |  | SS Completed, FIS Started, No IA | Facility Study | Schleicher | TX | Schleicher, TX | 48413 | Tap 345kV line Big Hill (#76003) - Twin Buttes (#76009) | ERCOT | Cold Creek Solar 2 |  | ERCOT | Cold Creek Solar LLC |  |  | Generation | type1: Solar; mw1: 445.41 | Solar+Battery | 2023 | 2026
26INR0291 | active | 2023-12-04 | 2026-12-31 |  |  |  | SS Completed, FIS Started, No IA | Facility Study | Schleicher | TX | Schleicher, TX | 48413 | Tap 345kV line Big Hill (#76003) - Twin Buttes (#76009) | ERCOT | Cold Creek Storage 2 |  | ERCOT | Cold Creek Solar LLC |  |  | Generation | type1: Battery; mw1: 174.24 | Solar+Battery | 2023 | 2026
26INR0304 | active | 2024-01-11 | 2027-04-23 |  |  |  | SS Completed, FIS Started, No IA | Facility Study | Hopkins | TX | Hopkins, TX | 48223 | TAP CASHSW_T5 (2464) -SULSP_SS1_5 (1697) | ERCOT | JUNIPERUSSS |  | ERCOT | BLUE STONE RENEWABLE XXI LLC |  |  | Generation | type1: Solar; mw1: 80.33 | Solar+Battery | 2024 | 2027
26INR0309 | active | 2024-03-22 | 2026-07-23 |  |  |  | SS Completed, FIS Started, No IA | Facility Study | Haskell | TX | Haskell, TX | 48207 | tap 345kV 1430 Graham - 1048 Tonkawas | ERCOT | Solace Storage |  | ERCOT | IP Quantum BESS, LLC |  |  | Generation | type1: Battery; mw1: 321.02 | Solar+Battery | 2024 | 2026
26INR0310 | active | 2024-03-22 | 2026-06-30 |  |  | 2023-10-26 | SS Completed, FIS Started, IA | IA Executed | Haskell | TX | Haskell, TX | 48207 | 60089 Kilby Switching Station 345kV | ERCOT | Quantum Storage |  | ERCOT | IP Quantum II BESS, LLC |  |  | Generation | type1: Battery; mw1: 321.06 | Solar+Battery | 2024 | 2026
26INR0311 | active | 2024-02-02 | 2026-10-31 |  |  |  | SS Completed, FIS Started, No IA | Facility Study | Maverick | TX | Maverick, TX | 48323 | 138 kV Rosita Creek Substation (#78015) | ERCOT | Senator Aggreko Solar |  | ERCOT | Senator Aggreko Solar LLC |  |  | Generation | type1: Solar; mw1: 251 | Solar+Battery | 2024 | 2026
26INR0312 | active | 2023-11-14 | 2026-10-31 |  |  |  | SS Completed, FIS Started, No IA | Facility Study | Maverick | TX | Maverick, TX | 48323 | 138 kV Rosita Creek Substation (#78015) | ERCOT | Senator Aggreko Storage |  | ERCOT | Senator Aggreko Storage LLC |  |  | Generation | type1: Battery; mw1: 153.1 | Solar+Battery | 2023 | 2026
26INR0318 | active | 2024-01-03 | 2028-08-15 |  |  |  | SS Completed, FIS Started, No IA | Facility Study | Wise | TX | Wise, TX | 48497 | Tap 345kV Bird Dog (Bus #11736) - Jacksboro (Bus #1429) | ERCOT | Sandford Solar |  | ERCOT | BT Sandford Solar, LLC |  |  | Generation | type1: Solar; mw1: 126.18 | Solar+Battery | 2024 | 2028
26INR0319 | active | 2024-01-03 | 2028-08-15 |  |  |  | SS Completed, FIS Started, No IA | Facility Study | Wise | TX | Wise, TX | 48497 | Tap 345kV Bird Dog (Bus #11736) - Jacksboro (Bus #1429) | ERCOT | Sandford Storage |  | ERCOT | BT Sandford Solar, LLC |  |  | Generation | type1: Battery; mw1: 100.93 | Solar+Battery | 2024 | 2028
26INR0322 | active | 2024-02-02 | 2026-12-30 |  |  |  | SS Completed, FIS Started, No IA | Facility Study | Starr | TX | Starr, TX | 48427 | A DIRECT CONNECTION TO A NEW SWITCHING STATION ON THE AEP TEXAS CENTRAL OWNED GARZA (BUS #8399) - LISTON (BUS #8394) 138 KV LINE | ERCOT | Kobernat Solar |  | ERCOT | BT Kobernat Solar, LLC |  |  | Generation | type1: Solar; mw1: 100.54 | Solar+Battery | 2024 | 2026
26INR0323 | active | 2024-02-02 | 2026-12-30 |  |  |  | SS Completed, FIS Started, No IA | Facility Study | Starr | TX | Starr, TX | 48427 | A DIRECT CONNECTION TO A NEW SWITCHING STATION ON THE AEP TEXAS CENTRAL OWNED GARZA (BUS #8399) - LISTON - (BUS #8394) 138 KV LINE | ERCOT | Kobernat Storage |  | ERCOT | BT Kobernat Solar, LLC |  |  | Generation | type1: Battery; mw1: 51.46 | Solar+Battery | 2024 | 2026
26INR0347 | active | 2023-12-04 | 2027-12-01 |  |  |  | SS Completed, FIS Started, No IA | Facility Study | Matagorda | TX | Matagorda, TX | 48321 | Tap 138kV 8121 Blessing - 8125 Lolita | ERCOT | Midfield PV Project SLF |  | ERCOT | HQC Solar Holdings 1, LLC |  |  | Generation | type1: Solar; mw1: 150 | Solar+Battery | 2023 | 2027
26INR0357 | active | 2024-02-02 | 2026-07-01 |  |  |  | SS Completed, FIS Started, No IA | Facility Study | Concho | TX | Concho, TX | 48095 | 7077 Amos Creek 345kV | ERCOT | Operation Sunshine Storage |  | ERCOT | Duck Creek Storage, LLC |  |  | Generation | type1: Battery; mw1: 409.5 | Solar+Battery | 2024 | 2026
26INR0365 | active | 2023-12-04 | 2028-06-01 |  |  |  | SS Completed, FIS Started, No IA | Facility Study | Crockett | TX | Crockett, TX | 48105 | #6564 ILLN4A 138 KV | ERCOT | BLACK BEAR SOLAR |  | ERCOT | ESCONDIDO DRAW RESOURCES, LLC |  |  | Generation | type1: Solar; mw1: 102.9 | Solar+Battery | 2023 | 2028
26INR0366 | active | 2023-12-04 | 2028-06-01 |  |  |  | SS Completed, FIS Started, No IA | Facility Study | Crockett | TX | Crockett, TX | 48105 | #6564 ILLN4A 138kV | ERCOT | BLACK BEAR BESS |  | ERCOT | ESCONDIDO DRAW RESOURCES, LLC |  |  | Generation | type1: Battery; mw1: 51.2 | Solar+Battery | 2023 | 2028
26INR0377 | active | 2024-07-01 | 2029-03-23 |  |  |  | SS Completed, FIS Started, No IA | Facility Study | Refugio | TX | Refugio, TX | 48391 | Tap 138kV 8912 Medio Creek - 8920 HAISLEY | ERCOT | Ridley Solar SLF |  | ERCOT | Ridley Solar Project, LLC |  |  | Generation | type1: Solar; mw1: 200.81 | Solar+Battery | 2024 | 2029
26INR0378 | active | 2024-01-11 | 2026-12-18 |  |  |  | SS Completed, FIS Started, No IA | Facility Study | Bee | TX | Bee, TX | 48025 | Tap 138 kV 8186 KENEDYSW4A  8590 TULETA4A | ERCOT | Larimar Solar |  | ERCOT | BT S7 Solar, LLC |  |  | Generation | type1: Solar; mw1: 150.91 | Solar+Battery | 2024 | 2026
26INR0383 | active | 2024-01-11 | 2026-12-18 |  |  |  | SS Completed, FIS Started, No IA | Facility Study | Bee | TX | Bee, TX | 48025 | A DIRECT CONNECTION TO A NEW SWITCHING STATION ON THE KENEDYSW4A (BUS #8186)  TULETA4A (BUS #8590) 138 KV LINE | ERCOT | Larimar Storage |  | ERCOT | BT S7 Solar, LLC |  |  | Generation | type1: Battery; mw1: 100.91 | Solar+Battery | 2024 | 2026
26INR0388 | active | 2024-02-02 | 2026-12-31 |  |  |  | SS Completed, FIS Started, No IA | Facility Study | Reeves | TX | Reeves, TX | 48389 | POI: COYOTE SPRINGS SUBSTATION - 138KV BUS NUMBER : 38113 COUNTY : REEVES POI LOCATION: 31.396675, -103.6252777 | ERCOT | Aggie Solar Project SLF |  | ERCOT | reNRG TX 8 LLC |  |  | Generation | type1: Solar; mw1: 103.7 | Solar+Battery | 2024 | 2026
26INR0393 | active | 2024-02-07 | 2028-07-31 |  |  |  | SS Completed, FIS Started, No IA | Facility Study | Duval | TX | Duval, TX | 48131 | Tap 138kV 8510 Falfurriass - 8695 Crestonio | ERCOT | Dove Wing Storage |  | ERCOT | Dove Run Solar Project, LLC |  |  | Generation | type1: Battery; mw1: 122.41 | Solar+Battery | 2024 | 2028
26INR0430 | active | 2024-03-22 | 2027-08-04 |  |  |  | SS Completed, FIS Started, No IA | Facility Study | Mills | TX | Mills, TX | 48333 | Tap 345 kV 3424 Buckhorn Switch - 1444 Brown Switch | ERCOT | Clapton Storage |  | ERCOT | Clapton BESS |  |  | Generation | type1: Battery; mw1: 208.91 | Solar+Battery | 2024 | 2027
26INR0431 | active | 2024-03-22 | 2026-12-31 |  |  |  | SS Completed, FIS Completed, No IA | Facility Study | Robertson | TX | Robertson, TX | 48395 | 39950# TNTNP_ONE_3 345 KV | ERCOT | Big Rooter West Solar SLF |  | ERCOT | Big Rooter West, LLC |  |  | Generation | type1: Solar; mw1: 403.42 | Solar+Battery | 2024 | 2026
26INR0442 | active | 2024-03-22 | 2027-12-31 |  |  |  | SS Completed, FIS Started, No IA | Facility Study | Hidalgo | TX | Hidalgo, TX | 48215 | Tap 345 kV 80137 Stewart Road - 8383 North Edinburg | ERCOT | Donna BESS |  | ERCOT | Donna Solar LLC |  |  | Generation | type1: Battery; mw1: 54.08 | Solar+Battery | 2024 | 2027
26INR0443 | active | 2024-03-22 | 2029-02-25 |  |  |  | SS Completed, FIS Started, No IA | Facility Study | Hidalgo | TX | Hidalgo, TX | 48215 | Tap La Grulla (Bus# 8798) to Goodwin (Bus# 8355) 138 kV L | ERCOT | Sullivan Solar |  | ERCOT | Sullivan Solar LLC |  |  | Generation | type1: Solar; mw1: 171.4 | Solar+Battery | 2024 | 2029
26INR0444 | active | 2024-03-22 | 2029-02-25 |  |  |  | SS Completed, FIS Started, No IA | Facility Study | Hidalgo | TX | Hidalgo, TX | 48215 | Tap 138 kV La Grulla (Bus# 8798) - Goodwin (Bus# 8355) | ERCOT | Sullivan BESS |  | ERCOT | Sullivan Solar LLC |  |  | Generation | type1: Battery; mw1: 72.51 | Solar+Battery | 2024 | 2029
26INR0445 | active | 2024-03-22 | 2027-12-31 |  |  |  | SS Completed, FIS Started, No IA | Facility Study | Starr | TX | Starr, TX | 48427 | Tap 138 kV 8394 Liston - 8392 Bates | ERCOT | Sword Solar |  | ERCOT | Hidalgo Solar LLC |  |  | Generation | type1: Solar; mw1: 137.56 | Solar+Battery | 2024 | 2027
26INR0446 | active | 2024-03-22 | 2027-12-31 |  |  |  | SS Completed, FIS Started, No IA | Facility Study | Starr | TX | Starr, TX | 48427 | Tap 138 kV 8394 Liston - 8392 Bates | ERCOT | Sword BESS |  | ERCOT | Hidalgo Solar LLC |  |  | Generation | type1: Battery; mw1: 44.39 | Solar+Battery | 2024 | 2027
26INR0452 | active | 2024-07-01 | 2028-04-10 |  |  |  | SS Completed, FIS Started, IA | IA Executed | Glasscock | TX | Glasscock, TX | 48173 | Sand_Bluff 345 kV (59902) | ERCOT | Cannibal Draw Solar |  | ERCOT | Cannibal Draw Solar, LLC |  |  | Generation | type1: Solar; mw1: 149.5 | Solar+Battery | 2024 | 2028
26INR0453 | active | 2024-07-01 | 2028-04-10 |  |  |  | SS Completed, FIS Started, IA | IA Executed | Glasscock | TX | Glasscock, TX | 48173 | Sand_Bluff 345 kV (59902) | ERCOT | Cannibal Draw Storage |  | ERCOT | Cannibal Draw Solar, LLC |  |  | Generation | type1: Battery; mw1: 98.6 | Solar+Battery | 2024 | 2028
26INR0454 | active | 2024-07-22 | 2028-07-01 |  |  |  | SS Completed, FIS Started, No IA | Facility Study | Tom Green | TX | Tom Green, TX | 48451 | Tap at Big Hill - Twin Buttes 345 kV line (76003 / 76009) | ERCOT | Dove Creek Solar |  | ERCOT | Dove Creek Solar, LLC |  |  | Generation | type1: Solar; mw1: 163.6 | Solar+Battery | 2024 | 2028
26INR0455 | active | 2024-07-22 | 2028-07-01 |  |  |  | SS Completed, FIS Started, No IA | Facility Study | Tom Green | TX | Tom Green, TX | 48451 | Tap at Big Hill - Twin Buttes 345 kV line (76003 / 76009) | ERCOT | Dove Creek Storage |  | ERCOT | Dove Creek Solar, LLC |  |  | Generation | type1: Battery; mw1: 162.5 | Solar+Battery | 2024 | 2028
26INR0467 | active | 2024-10-29 | 2027-12-31 |  |  |  | SS Completed, FIS Started, No IA | Facility Study | Eastland | TX | Eastland, TX | 48133 | Tap 138kV Risingstar (285) - Nimrod (289) | ERCOT | Basketflower Storage |  | ERCOT | Basketflower Solar, LLC |  |  | Generation | type1: Battery; mw1: 92 | Solar+Battery | 2024 | 2027
26INR0468 | active | 2024-10-29 | 2027-12-31 |  |  |  | SS Completed, FIS Started, No IA | Facility Study | Eastland | TX | Eastland, TX | 48133 | Tap 138kV Risingstar (285) - Nimrod (289) | ERCOT | Basketflower Solar |  | ERCOT | Basketflower Solar, LLC |  |  | Generation | type1: Solar; mw1: 183 | Solar+Battery | 2024 | 2027
26INR0469 | active | 2024-11-26 | 2026-12-31 |  |  |  | SS Started, FIS Started, No IA | Facility Study | Lamar | TX | Lamar, TX | 48277 | Tap 138 KV Bois Pump (1835) - Brookston (1833) | ERCOT | Roxton Storage |  | ERCOT | Roxton Solar, LLC |  |  | Generation | type1: Battery; mw1: 102 | Solar+Battery | 2024 | 2026
26INR0470 | active | 2024-11-26 | 2026-12-31 |  |  |  | SS Started, FIS Started, No IA | Facility Study | Lamar | TX | Lamar, TX | 48277 | Tap 138 KV Bois Pump (1835) - Brookston (1833) | ERCOT | Roxton Solar |  | ERCOT | Roxton Solar, LLC |  |  | Generation | type1: Solar; mw1: 116.8 | Solar+Battery | 2024 | 2026
26INR0489 | active | 2024-04-09 | 2028-04-15 |  |  |  | SS Completed, FIS Started, No IA | Facility Study | Lampasas | TX | Lampasas, TX | 48281 | Tap 7061 Copperas Cove to 7260 Kempner 138 kV | ERCOT | Seven Springs Storage |  | ERCOT | Hancock Reservoir, LLC |  |  | Generation | type1: Battery; mw1: 170.51 | Solar+Battery | 2024 | 2028
26INR0524 | active | 2024-06-03 | 2026-04-01 |  |  | 2019-02-21 | SS Completed, FIS Completed, IA | IA Executed | Childress | TX | Childress, TX | 48075 | 60501 Tesla 345 kV | ERCOT | Fagus Solar Park 3 SLF |  | ERCOT | Greenalia Solar Power Misae III, LLC |  |  | Generation | type1: Solar; mw1: 186.83 | Solar+Battery | 2024 | 2026
26INR0527 | active | 2024-07-22 | 2029-04-30 |  |  |  | SS Completed, FIS Started, No IA | Facility Study | Starr | TX | Starr, TX | 48427 | Del Sol (SERIES CAP LINE SIDE) BUS#80307 to Cenizo (CAP LINE SIDE) BUS#80225 Transmission Line | ERCOT | Mandolin Solar SLF |  | ERCOT | Mission Clean Energy Devco LLC |  |  | Generation | type1: Solar; mw1: 300 | Solar+Battery | 2024 | 2029
27INR0007 | active | 2023-01-03 | 2027-07-31 |  |  |  | SS Completed, FIS Started, No IA | Facility Study | Wilbarger | TX | Wilbarger, TX | 48487 | The 345 kV Riley Substation (#6101); AEP | ERCOT | Felix East Solar |  | ERCOT | Felix 1, LLC |  |  | Generation | type1: Solar; mw1: 301.44 | Solar+Battery | 2023 | 2027
27INR0009 | active | 2023-01-03 | 2027-07-31 |  |  |  | SS Completed, FIS Started, No IA | Facility Study | Wilbarger | TX | Wilbarger, TX | 48487 | The 345 kV Riley Substation (#6101); AEP | ERCOT | Felix Storage |  | ERCOT | Felix 1, LLC |  |  | Generation | type1: Battery; mw1: 100.54 | Solar+Battery | 2023 | 2027
27INR0012 | active | 2023-01-17 | 2027-07-31 |  |  |  | SS Completed, FIS Started, No IA | Facility Study | Wilbarger | TX | Wilbarger, TX | 48487 | 6101 Riley 345 kV | ERCOT | Felix West Solar |  | ERCOT | Felix 1, LLC |  |  | Generation | type1: Solar; mw1: 200.95 | Solar+Battery | 2023 | 2027
27INR0020 | active | 2023-03-27 | 2027-09-01 |  |  |  | SS Completed, FIS Started, No IA | Facility Study | Haskell | TX | Haskell, TX | 48207 | Tap 345kV 60514 Clear Crossing - 60507 | ERCOT | SCOTT CROSSING PV1 |  | ERCOT | FRESH AIR ENERGY II, LLC |  |  | Generation | type1: Solar; mw1: 364.14 | Solar+Battery | 2023 | 2027
27INR0021 | active | 2023-05-15 | 2027-12-01 |  |  |  | SS Completed, FIS Started, No IA | Facility Study | Matagorda | TX | Matagorda, TX | 48321 | Tap 345kV Refuge (42400) - Hawkinsville (42440) ckt 27 | ERCOT | Live Oak Bayou Solar SLF |  | ERCOT | FRESH AIR ENERGY II, LLC |  |  | Generation | type1: Solar; mw1: 156.06 | Solar+Battery | 2023 | 2027
27INR0022 | active | 2023-03-13 | 2027-12-01 |  |  |  | SS Completed, FIS Started, No IA | Facility Study | Carson | TX | Carson, TX | 48065 | 345 kV Railhead Substation (RAILHEAD #79005) | ERCOT | Panhandle Flagship Solar 1 |  | ERCOT | Panhandle Solar Group Operating Company LLC |  |  | Generation | type1: Solar; mw1: 439.4 | Solar+Battery | 2023 | 2027
27INR0025 | active | 2023-03-13 | 2027-12-01 |  |  |  | SS Completed, FIS Started, No IA | Facility Study | Carson | TX | Carson, TX | 48065 | 345 kV Railhead Substation (RAILHEAD #79005) | ERCOT | Panhandle Flagship Storage |  | ERCOT | Panhandle Solar Group Operating Company LLC |  |  | Generation | type1: Battery; mw1: 371.7 | Solar+Battery | 2023 | 2027
27INR0029 | active | 2023-04-19 | 2027-12-01 |  |  |  | SS Completed, FIS Started, No IA | Facility Study | Wichita | TX | Wichita, TX | 48485 | Tap 345kV 6101 Riley - 1425 Fisher Road Switch | ERCOT | Short Creek BESS |  | ERCOT | Wichita Solar I, LLC |  |  | Generation | type1: Battery; mw1: 150.51 | Solar+Battery | 2023 | 2027
27INR0047 | active | 2023-06-28 | 2028-10-28 |  |  | 2024-07-18 | SS Completed, FIS Started, IA | IA Executed | Nueces | TX | Nueces, TX | 48355 | Bus# 8455 Lon C Hill to Bus# 80078 Reforzar 345 kV Line | ERCOT | Sunscape Renewable Energy Solar SLF |  | ERCOT | Sunscape Renewable Energy LLC |  |  | Generation | type1: Solar; mw1: 522.75 | Solar+Battery | 2023 | 2028
27INR0049 | active | 2023-06-28 | 2027-01-30 |  |  |  | SS Completed, FIS Started, No IA | Facility Study | Comanche | TX | Comanche, TX | 48093 | Tap 345KV 1900 Comanche Peak to 1440 Comanche SS | ERCOT | Darkwood Solar |  | ERCOT | Mustang Creek Solar, LLC |  |  | Generation | type1: Solar; mw1: 150.76 | Solar+Battery | 2023 | 2027
27INR0050 | active | 2023-06-07 | 2027-01-30 |  |  |  | SS Completed, FIS Started, No IA | Facility Study | Comanche | TX | Comanche, TX | 48093 | Tap 345KV 1900 Comanche Peak - 1440 Comanche Switch | ERCOT | Darkwood BESS |  | ERCOT | Mustang Creek Solar, LLC |  |  | Generation | type1: Battery; mw1: 150.5 | Solar+Battery | 2023 | 2027
27INR0056 | active | 2023-06-28 | 2027-01-31 |  |  |  | SS Completed, FIS Started, No IA | Facility Study | Pecos | TX | Pecos, TX | 48371 | Solstice to Bakersfield (Bus# 60404 -76002) 345kV Ckt 2 line tap | ERCOT | Laurel Wind Energy Center |  | ERCOT | Laurel Energy Center, LLC |  |  | Generation | type1: Wind; mw1: 501.76 | Wind+Battery | 2023 | 2027
27INR0077 | active | 2023-09-26 | 2026-12-27 |  |  |  | SS Completed, FIS Started, No IA | Facility Study | Webb | TX | Webb, TX | 48479 | 80219 Lobo 345kV | ERCOT | Cuchillas BESS |  | ERCOT | Gransolar Texas Two |  |  | Generation | type1: Battery; mw1: 306.94 | Solar+Battery | 2023 | 2026
27INR0080 | active | 2023-09-07 | 2027-01-31 |  |  |  | SS Completed, FIS Started, No IA | Facility Study | Pecos | TX | Pecos, TX | 48371 | Tap 345kV 60404 Solstice - 76002 Bakersfield Ckt 2 | ERCOT | Laurel Storage Energy Center |  | ERCOT | Laurel Energy Center, LLC |  |  | Generation | type1: Battery; mw1: 200.8 | Wind+Battery | 2023 | 2027
27INR0086 | active | 2023-09-22 | 2027-12-01 |  |  |  | SS Completed, FIS Started, No IA | Facility Study | Borden | TX | Borden, TX | 48033 | 59905 Faraday 345 kV | ERCOT | Tumbleweed Solar |  | ERCOT | Hecate Energy Tumbleweed Solar LLC |  |  | Generation | type1: Solar; mw1: 613.89 | Solar+Battery | 2023 | 2027
27INR0087 | active | 2023-10-04 | 2027-12-01 |  |  |  | SS Completed, FIS Started, No IA | Facility Study | Borden | TX | Borden, TX | 48033 | 59905 Faraday 345 kV | ERCOT | Tumbleweed Storage |  | ERCOT | Hecate Energy Tumbleweed Storage LLC |  |  | Generation | type1: Battery; mw1: 507.2 | Solar+Battery | 2023 | 2027
27INR0097 | active | 2023-10-30 | 2028-04-03 |  |  |  | SS Completed, FIS Started, No IA | Facility Study | Hopkins | TX | Hopkins, TX | 48223 | TAP CASHSW_T5 (2464) -SULSP_SS1_5 (1697) | ERCOT | JUNIPERUS BESS |  | ERCOT | BLUE STONE RENEWABLE XXI LLC |  |  | Generation | type1: Battery; mw1: 226.39 | Solar+Battery | 2023 | 2028
27INR0105 | active | 2024-02-27 | 2027-03-15 |  |  |  | SS Completed, FIS Started, No IA | Facility Study | Mills | TX | Mills, TX | 48333 | tap the 138 kV Goldthwaite (#7070)  San Saba Switch (#77074) | ERCOT | Starlight Solar |  | ERCOT | Mills Tx Solar LLC |  |  | Generation | type1: Solar; mw1: 130.72 | Solar+Battery | 2024 | 2027
27INR0107 | active | 2024-02-27 | 2027-03-15 |  |  |  | SS Completed, FIS Started, No IA | Facility Study | Mills | TX | Mills, TX | 48333 | Tap 138kV 7070 Goldthwaite  77074 San Saba Switch | ERCOT | Starlight Storage |  | ERCOT | Mills Tx Solar LLC |  |  | Generation | type1: Battery; mw1: 104.66 | Solar+Battery | 2024 | 2027
27INR0111 | active | 2024-02-27 | 2028-07-31 |  |  |  | SS Completed, FIS Started, No IA | Facility Study | Wharton | TX | Wharton, TX | 48481 | The 345 kV Hillje (#44200)  Holman (#9073) Line; AEN. | ERCOT | Malachite Solar |  | ERCOT | Malachite Solar LLC |  |  | Generation | type1: Solar; mw1: 184.55 | Solar+Battery | 2024 | 2028
27INR0112 | active | 2024-05-20 | 2028-07-31 |  |  |  | SS Completed, FIS Started, No IA | Facility Study | Wharton | TX | Wharton, TX | 48481 | Tap 345 kV 44200 Hillje  9073 Homan | ERCOT | Malachite BESS |  | ERCOT | Malachite Storage LLC |  |  | Generation | type1: Battery; mw1: 191.12 | Solar+Battery | 2024 | 2028
27INR0122 | active | 2024-06-03 | 2027-09-30 |  |  |  | SS Completed, FIS Started, No IA | Facility Study | Matagorda | TX | Matagorda, TX | 48321 | 138 kV Pavlov Station (#8608); AEP | ERCOT | Paddlewheel Solar SLF |  | ERCOT | Paddlewheel Solar, LLC |  |  | Generation | type1: Solar; mw1: 150 | Solar+Battery | 2024 | 2027
27INR0124 | active | 2023-12-04 | 2027-06-15 |  |  |  | SS Completed, FIS Started, No IA | Facility Study | Burnet | TX | Burnet, TX | 48053 | Tap 138kV 7100 Burnet - 7529 Bertram | ERCOT | RedSun Solar |  | ERCOT | Gransolar Texas Twenty Two |  |  | Generation | type1: Solar; mw1: 82.55 | Solar+Battery | 2023 | 2027
27INR0125 | active | 2023-12-04 | 2027-06-15 |  |  |  | SS Completed, FIS Started, No IA | Facility Study | Burnet | TX | Burnet, TX | 48053 | Existing Line from Substation Name: Burnet (PSSE#7100) to Substation Name: Bertram (PSSE#7520) | ERCOT | RedSun BESS |  | ERCOT | Gransolar Texas Twenty Two |  |  | Generation | type1: Battery; mw1: 84.04 | Solar+Battery | 2023 | 2027
27INR0132 | active | 2024-04-09 | 2027-09-02 |  |  |  | SS Completed, FIS Started, No IA | Facility Study | San Patricio | TX | San Patricio, TX | 48409 | Tap 345kV 8624 Grissom  8455 Lon C Hill | ERCOT | Palo Verde Wind |  | ERCOT | RWE Clean Energy Development, LLC |  |  | Generation | type1: Wind; mw1: 301.5 | Wind+Battery | 2024 | 2027
27INR0147 | active | 2024-02-07 | 2027-06-01 |  |  |  | SS Completed, FIS Started, No IA | Facility Study | Colorado | TX | Colorado, TX | 48089 | Tap138 kV 57640 Rock Island - 57639 Sheridan | ERCOT | Paloma Energy Center |  | ERCOT | Harrison Street Development, LLC |  |  | Generation | type1: Solar; mw1: 193.8 | Solar+Battery | 2024 | 2027
27INR0148 | active | 2024-02-07 | 2027-06-01 |  |  |  | SS Completed, FIS Started, No IA | Facility Study | Colorado | TX | Colorado, TX | 48089 | 138 kV Tap 57640 Rock Island and 57639 Sheridan | ERCOT | Paloma Energy Center BESS |  | ERCOT | Harrison Street Development, LLC |  |  | Generation | type1: Battery; mw1: 53.6 | Solar+Battery | 2024 | 2027
27INR0169 | active | 2024-01-11 | 2027-08-15 |  |  |  | SS Completed, FIS Started, No IA | Facility Study | Victoria | TX | Victoria, TX | 48469 | To the 138 kV line from EDNA (#8118) to VICTORIA4A (#8172) | ERCOT | Marcos Solar |  | ERCOT | GRS BESS Texas Eight |  |  | Generation | type1: Solar; mw1: 115.88 | Solar+Battery | 2024 | 2027
27INR0170 | active | 2024-02-07 | 2027-08-15 |  |  |  | SS Completed, FIS Started, No IA | Facility Study | Victoria | TX | Victoria, TX | 48469 | To the 138 kV line from EDNA (#8118) to VICTORIA4A (#8172) | ERCOT | Marcos BESS |  | ERCOT | GRS BESS Texas Eight LLC |  |  | Generation | type1: Battery; mw1: 115.88 | Solar+Battery | 2024 | 2027
27INR0186 | active | 2024-06-03 | 2028-04-28 |  |  |  | SS Completed, FIS Started, No IA | Facility Study | Freestone | TX | Freestone, TX | 48161 | Tap 345 kV Big Brown 3380 to Navarro 68091 ckt#2 | ERCOT | Silver Dollar Solar |  | ERCOT | Silver Dollar Solar Project, LLC |  |  | Generation | type1: Solar; mw1: 301.9 | Solar+Battery | 2024 | 2028
27INR0187 | active | 2024-06-03 | 2028-04-28 |  |  |  | SS Completed, FIS Started, No IA | Facility Study | Freestone | TX | Freestone, TX | 48161 | Tap 345 kV Big Brown 3380 to Navarro 68091 ckt#2 | ERCOT | Silver Dollar Storage |  | ERCOT | Silver Dollar Solar Project, LLC |  |  | Generation | type1: Battery; mw1: 153.1 | Solar+Battery | 2024 | 2028
27INR0192 | active | 2024-03-22 | 2027-12-31 |  |  |  | SS Completed, FIS Started, No IA | Facility Study | Scurry | TX | Scurry, TX | 48415 | 60011 Nebula7A 345kV | ERCOT | Cedar Draw Solar |  | ERCOT | Cedar Draw Solar LLC |  |  | Generation | type1: Solar; mw1: 451.4 | Solar+Battery | 2024 | 2027
27INR0193 | active | 2024-03-22 | 2027-12-31 |  |  |  | SS Completed, FIS Started, No IA | Facility Study | Scurry | TX | Scurry, TX | 48415 | 60011 Nebula7A 345kV | ERCOT | Cedar Draw BESS |  | ERCOT | Cedar Draw Solar LLC |  |  | Generation | type1: Battery; mw1: 225.7 | Solar+Battery | 2024 | 2027
27INR0205 | active | 2024-03-22 | 2027-12-31 |  |  |  | SS Completed, FIS Started, No IA | Facility Study | Hidalgo | TX | Hidalgo, TX | 48215 | Tap 345 kV (80137) Stewart Road - (8383) North Edinburg CKT ID#01 | ERCOT | Donna Solar |  | ERCOT | Donna Solar LLC |  |  | Generation | type1: Solar; mw1: 168.97 | Solar+Battery | 2024 | 2027
27INR0219 | active | 2024-03-22 | 2028-10-30 |  |  |  | SS Completed, FIS Started, No IA | Facility Study | Ellis | TX | Ellis, TX | 48139 | Tap 345kV 2427 Watermill - 3159 Elrod | ERCOT | Rigel Solar |  | ERCOT | Galaxy Solar, LLC |  |  | Generation | type1: Solar; mw1: 151.43 | Solar+Battery | 2024 | 2028
27INR0220 | active | 2024-03-22 | 2028-10-30 |  |  |  | SS Completed, FIS Started, No IA | Facility Study | Ellis | TX | Ellis, TX | 48139 | Tap 345kV 2427 Watermill - 3159 Elrod | ERCOT | Rigel Storage |  | ERCOT | Galaxy Solar, LLC |  |  | Generation | type1: Battery; mw1: 151.57 | Solar+Battery | 2024 | 2028
27INR0221 | active | 2024-03-22 | 2028-12-06 |  |  |  | SS Completed, FIS Started, No IA | Facility Study | Starr | TX | Starr, TX | 48427 | Tap 345 kV 80355 Del Sol - 80119 Frontera Ckt 1 | ERCOT | Fierce River Solar |  | ERCOT | Rio Grande Solar LLC |  |  | Generation | type1: Solar; mw1: 895.67 | Solar+Battery | 2024 | 2028
27INR0222 | active | 2024-03-22 | 2028-12-06 |  |  |  | SS Completed, FIS Started, No IA | Facility Study | Starr | TX | Starr, TX | 48427 | Tapping the 345 kV Line from Del Sol (Bus# 80355) to Frontera (Bus# 80119) ckt 1 | ERCOT | Fierce River BESS |  | ERCOT | Rio Grande Solar LLC |  |  | Generation | type1: Battery; mw1: 284.49 | Solar+Battery | 2024 | 2028
27INR0226 | active | 2024-03-29 | 2027-10-03 |  |  |  | SS Completed, FIS Started, No IA | Facility Study | Nacogdoches | TX | Nacogdoches, TX | 48347 | Tap 138 kV 3342 Bayou Loco - 3341 Central Angelina County | ERCOT | Sunlit Pines Solar SLF |  | ERCOT | Sunlit Pines Energy Center LLC |  |  | Generation | type1: Solar; mw1: 206.71 | Solar+Battery | 2024 | 2027
27INR0227 | active | 2024-04-15 | 2027-09-02 |  |  |  | SS Completed, FIS Started, No IA | Facility Study | San Patricio | TX | San Patricio, TX | 48409 | Tap 345kV 8624 Grissom  8455 Lon C Hill | ERCOT | PALO VERDE BESS |  | ERCOT | RWE Clean Energy Development, LLC |  |  | Generation | type1: Battery; mw1: 150 | Wind+Battery | 2024 | 2027
27INR0228 | active | 2024-04-09 | 2027-10-03 |  |  |  | SS Completed, FIS Started, No IA | Facility Study | Nacogdoches | TX | Nacogdoches, TX | 48347 | Tap 138 kV 3342 Bayou Loco - 3341 Central Angelina County | ERCOT | Sunlit Pines BESS SLF |  | ERCOT | Sunlit Pines BESS LLC |  |  | Generation | type1: Battery; mw1: 208.12 | Solar+Battery | 2024 | 2027
27INR0231 | active | 2024-03-29 | 2027-12-01 |  |  |  | SS Completed, FIS Started, No IA | Facility Study | Schleicher | TX | Schleicher, TX | 48413 | Tap 345 kV 76003 Big Hill to 76005 Schneeman Draw | ERCOT | Easy Battery Energy Storage Center |  | ERCOT | Easy Wind Energy Center, LLC |  |  | Generation | type1: Battery; mw1: 200 | Wind+Battery | 2024 | 2027
27INR0232 | active | 2024-03-29 | 2027-08-31 |  |  |  | SS Completed, FIS Started, No IA | Facility Study | Hidalgo | TX | Hidalgo, TX | 48215 | TAP 138 KV 8394 LISTON - 8392 BATES | ERCOT | Anawa La Solar |  | ERCOT | EIA Properties, Ltd. |  |  | Generation | type1: Solar; mw1: 93.3 | Solar+Battery | 2024 | 2027
27INR0233 | active | 2024-03-22 | 2027-08-31 |  |  |  | SS Completed, FIS Started, No IA | Facility Study | Hidalgo | TX | Hidalgo, TX | 48215 | Tap 138KV 8394 Liston- 8392 Bates | ERCOT | Anawa La BESS |  | ERCOT | EIA Properties, Ltd. |  |  | Generation | type1: Battery; mw1: 103.7 | Solar+Battery | 2024 | 2027
27INR0246 | active | 2024-05-20 | 2027-12-01 |  |  |  | SS Completed, FIS Started, No IA | Facility Study | Schleicher | TX | Schleicher, TX | 48413 | Tap 345kV #76003 Big Hill - #76005 Schneeman Draw circuit #1 | ERCOT | Easy Wind Energy Center |  | ERCOT | Easy Wind Energy Center, LLC |  |  | Generation | type1: Wind; mw1: 241.13 | Wind+Battery | 2024 | 2027
27INR0248 | active | 2024-06-13 | 2027-05-31 |  |  |  | SS Completed, FIS Started, No IA | Facility Study | Goliad | TX | Goliad, TX | 48175 | Tap 69kV 5678 Schroeder - 5675 Big Oak | ERCOT | Double A Solar |  | ERCOT | Double A Solar, LLC |  |  | Generation | type1: Solar; mw1: 132.6 | Solar+Battery | 2024 | 2027
27INR0249 | active | 2024-05-20 | 2027-05-31 |  |  |  | SS Completed, FIS Started, No IA | Facility Study | Jim Wells | TX | Jim Wells, TX | 48249 | Tap 69kV #5654 San Diego - #5658 Orange Grove | ERCOT | Raghorn Solar |  | ERCOT | Raghorn Solar LLC |  |  | Generation | type1: Solar; mw1: 91.9 | Solar+Battery | 2024 | 2027
27INR0251 | active | 2024-06-03 | 2027-05-31 |  |  |  | SS Completed, FIS Started, No IA | Facility Study | Jackson | TX | Jackson, TX | 48239 | Tap 69kV #5522 Edna - #5518 El Toro SW | ERCOT | Sayle Solar |  | ERCOT | Sayle Solar LLC |  |  | Generation | type1: Solar; mw1: 122.4 | Solar+Battery | 2024 | 2027
27INR0256 | active | 2024-06-03 | 2027-09-30 |  |  |  | SS Completed, FIS Started, No IA | Facility Study | Matagorda | TX | Matagorda, TX | 48321 | 138 kV Pavlov Station (#8608); AEP | ERCOT | Paddlewheel BESS SLF |  | ERCOT | Paddlewheel Solar, LLC |  |  | Generation | type1: Battery; mw1: 50 | Solar+Battery | 2024 | 2027
27INR0257 | active | 2024-06-13 | 2027-05-31 |  |  |  | SS Completed, FIS Started, No IA | Facility Study | Goliad | TX | Goliad, TX | 48175 | Tap 69kV 5678 Schroeder - 5675 Big Oak | ERCOT | Double A Storage |  | ERCOT | Double A Storage, LLC |  |  | Generation | type1: Battery; mw1: 132.4 | Solar+Battery | 2024 | 2027
27INR0259 | active | 2024-05-20 | 2027-05-31 |  |  |  | SS Completed, FIS Started, No IA | Facility Study | Jim Wells | TX | Jim Wells, TX | 48249 | Tap 69kV #5654 San Diego - #5658 Orange Grove | ERCOT | Raghorn Storage |  | ERCOT | Raghorn Storage LLC |  |  | Generation | type1: Battery; mw1: 91.7 | Solar+Battery | 2024 | 2027
27INR0260 | active | 2024-06-03 | 2027-05-31 |  |  |  | SS Completed, FIS Started, No IA | Facility Study | Jackson | TX | Jackson, TX | 48239 | Tap 69kV #5522 Edna - #5518 El Toro SW | ERCOT | Sayle Storage |  | ERCOT | Sayle Storage LLC |  |  | Generation | type1: Battery; mw1: 122.3 | Solar+Battery | 2024 | 2027
27INR0274 | active | 2024-07-30 | 2027-05-21 |  |  |  | SS Completed, FIS Started, No IA | Facility Study | Zavala | TX | Zavala, TX | 48507 | tap 69kV 8672 La Pryor - 8231 Uvalde | ERCOT | XE Flying Kite Bess |  | ERCOT | Flying Kite BESS, LLC |  |  | Generation | type1: Battery; mw1: 104.73 | Solar+Battery | 2024 | 2027
27INR0279 | active | 2024-06-13 | 2028-04-10 |  |  |  | SS Completed, FIS Started, No IA | Facility Study | Archer | TX | Archer, TX | 48009 | Tap 345kV 1422 Bowman - 17002 Garvey Road | ERCOT | Red Hollow Renewable Energy BESS SLF |  | ERCOT | Red Hollow Renewable Energy LLC |  |  | Generation | type1: Battery; mw1: 308.6 | Solar+Battery | 2024 | 2028
27INR0301 | active | 2024-06-13 | 2027-07-01 |  |  |  | SS Completed, FIS Started, No IA | Facility Study | Medina | TX | Medina, TX | 48325 | Tap 138 kV 5225 Hondo - 5813 Pearson | ERCOT | Hondo Arroyo Solar |  | ERCOT | Hondo Creek Solar, LLC |  |  | Generation | type1: Solar; mw1: 60.4 | Solar+Battery | 2024 | 2027
27INR0305 | active | 2024-09-04 | 2027-07-31 |  |  |  | SS Completed, FIS Started, No IA | Facility Study | Atascosa | TX | Atascosa, TX | 48013 | Tap 69kV #8206 Charlotte - #8607 Jourdanton | ERCOT | Kurtz Solar SLF |  | ERCOT | Kurtz Solar, LLC |  |  | Generation | type1: Solar; mw1: 101.9 | Solar+Battery | 2024 | 2027
27INR0307 | active | 2024-08-16 | 2027-07-31 |  |  |  | SS Completed, FIS Started, No IA | Facility Study | Jim Wells | TX | Jim Wells, TX | 48249 | Direct to Sub 69kv #5653 Ben Bolt. | ERCOT | Please change project entity from Pronghorn Solar, LLC to Beaverhead Solar, LLC. |  | ERCOT | Pronghorn Solar, LLC |  |  | Generation | type1: Solar; mw1: 61.5 | Solar+Battery | 2024 | 2027
27INR0308 | active | 2024-08-16 | 2027-07-31 |  |  |  | SS Completed, FIS Started, No IA | Facility Study | Jim Wells | TX | Jim Wells, TX | 48249 | Direct to Sub 69kv #5653 Ben Bolt. | ERCOT | Please change project entity from Pronghorn Storage, LLC to Beaverhead Solar, LLC. |  | ERCOT | Pronghorn Storage, LLC |  |  | Generation | type1: Battery; mw1: 61.5 | Solar+Battery | 2024 | 2027
27INR0330 | active | 2024-12-19 | 2027-07-01 |  |  |  | SS Started, FIS Started, No IA | Facility Study | Dimmit | TX | Dimmit, TX | 48127 | Tap 138kV 8613 Big Well - 8212 Dilley Switch | ERCOT | Wild Horse Desert Solar |  | ERCOT | Wild Horse Desert Solar, LLC |  |  | Generation | type1: Solar; mw1: 120 | Solar+Battery | 2024 | 2027
27INR0331 | active | 2024-12-19 | 2027-07-01 |  |  |  | SS Started, FIS Started, No IA | Facility Study | Dimmit | TX | Dimmit, TX | 48127 | Tap 138kV 8613 Big Well - 8212 Dilley Switch | ERCOT | Wild Horse Desert Storage |  | ERCOT | Wild Horse Desert Solar, LLC |  |  | Generation | type1: Battery; mw1: 90.3 | Solar+Battery | 2024 | 2027
27INR0350 | active | 2024-09-04 | 2028-04-10 |  |  |  | SS Completed, FIS Started, No IA | Facility Study | Comanche | TX | Comanche, TX | 48093 | tap 138kV 1650 COMANCHE_T8 - 290SHILOHC | ERCOT | Saddle Horn Station BESS SLF |  | ERCOT | Saddle Horn Station BESS LLC |  |  | Generation | type1: Battery; mw1: 177.41 | Solar+Battery | 2024 | 2028
27INR0351 | active | 2024-09-04 | 2028-04-10 |  |  |  | SS Completed, FIS Started, No IA | Facility Study | Comanche | TX | Comanche, TX | 48093 | 1650 COMANCHE_T8 - 290 SHILOHC 138 kV Line | ERCOT | Saddle Horn Station Solar SLF |  | ERCOT | Saddle Horn Station LLC |  |  | Generation | type1: Solar; mw1: 174.64 | Solar+Battery | 2024 | 2028
27INR0362 | active | 2024-11-19 | 2028-09-05 |  |  |  | SS Started, FIS Started, No IA | Facility Study | Frio | TX | Frio, TX | 48163 | Tap 138kV #5895 PEARSALL - #5827 MOORE | ERCOT | Hamlet Solar |  | ERCOT | Hamlet Solar, LLC |  |  | Generation | type1: Solar; mw1: 204 | Solar+Battery | 2024 | 2028
27INR0363 | active | 2024-11-19 | 2028-09-05 |  |  |  | SS Started, FIS Started, No IA | Facility Study | Frio | TX | Frio, TX | 48163 | Tap 138kV #5895 PEARSALL -#5827 MOORE | ERCOT | Hamlet Storage |  | ERCOT | Hamlet Solar, LLC |  |  | Generation | type1: Battery; mw1: 204 | Solar+Battery | 2024 | 2028
27INR0373 | active | 2024-11-19 | 2028-09-14 |  |  |  | SS Started, FIS Started, No IA | Facility Study | Dimmit | TX | Dimmit, TX | 48127 | Tap 138kV 78281 Dimmit - 8274 Conoco Chittam | ERCOT | Velado Solar |  | ERCOT | Velado Solar, LLC |  |  | Generation | type1: Solar; mw1: 96 | Solar+Battery | 2024 | 2028
27INR0374 | active | 2024-11-19 | 2028-09-14 |  |  |  | SS Started, FIS Started, No IA | Facility Study | Dimmit | TX | Dimmit, TX | 48127 | Tap 138kv 78281 Dimmit - 8274 Conoco Chittam. | ERCOT | Velado Storage |  | ERCOT | Velado Storage, LLC |  |  | Generation | type1: Battery; mw1: 96 | Solar+Battery | 2024 | 2028
27INR0380 | active | 2024-11-19 | 2028-10-10 |  |  |  | SS Started, FIS Started, No IA | Facility Study | Zavala | TX | Zavala, TX | 48507 | Tap 69kV 5836 NBatesville - 5822 Leona | ERCOT | La Mancha Solar |  | ERCOT | La Mancha Solar, LLC |  |  | Generation | type1: Solar; mw1: 40.9 | Solar+Battery | 2024 | 2028
27INR0381 | active | 2024-11-19 | 2028-10-10 |  |  |  | SS Started, FIS Started, No IA | Facility Study | Zavala | TX | Zavala, TX | 48507 | Tap 69kV 5836 NBatesville - 5822 Leona | ERCOT | La Mancha Storage |  | ERCOT | La Mancha Storage, LLC |  |  | Generation | type1: Battery; mw1: 40.9 | Solar+Battery | 2024 | 2028
27INR0385 | active | 2024-11-21 | 2027-12-01 |  |  |  | SS Started, FIS Started, No IA | Facility Study | Ector | TX | Ector, TX | 48135 | Tap 345 kV ClearFork (Bus #23876) to Gardenale Switch (Bus #11157) | ERCOT | Straight Spur Solar |  | ERCOT | ENGIE IR Holdings LLC |  |  | Generation | type1: Solar; mw1: 251.7 | Solar+Battery | 2024 | 2027
27INR0386 | active | 2024-11-19 | 2027-12-01 |  |  |  | SS Started, FIS Started, No IA | Facility Study | Ector | TX | Ector, TX | 48135 | Tap 345kV ClearFork( Bus # 23876) to Gardenale Switch (Bus # 11157) | ERCOT | Straight Spur Storage |  | ERCOT | ENGIE IR Holdings LLC |  |  | Generation | type1: Battery; mw1: 306.2 | Solar+Battery | 2024 | 2027
27INR0421 | active | 2024-12-19 | 2027-09-01 |  |  |  | SS Started, FIS Started, No IA | Facility Study | Ector | TX | Ector, TX | 48135 | 1141 Holt Switch Substation 138kV | ERCOT | M-Bar Solar I |  | ERCOT | M-Bar Energy I, LLC |  |  | Generation | type1: Solar; mw1: 30.21 | Solar+Battery | 2024 | 2027
27INR0422 | active | 2024-12-19 | 2027-09-01 |  |  |  | SS Started, FIS Started, No IA | Facility Study | Ector | TX | Ector, TX | 48135 | 1141 Holt Switch Substation 138 kV | ERCOT | M-Bar BESS I |  | ERCOT | M-Bar Energy I, LLC |  |  | Generation | type1: Battery; mw1: 82.1 | Solar+Battery | 2024 | 2027
27INR0437 | active | 2024-12-19 | 2027-07-01 |  |  |  | SS Started, FIS Started, No IA | Facility Study | Medina | TX | Medina, TX | 48325 | Tap 138 kV 5225 Hondo - 5813 Pearson | ERCOT | Hondo Arroyo Storage |  | ERCOT | Hondo Creek Solar, LLC |  |  | Generation | type1: Battery; mw1: 100.7 | Solar+Battery | 2024 | 2027
28INR0008 | active | 2023-05-15 | 2028-12-29 |  |  |  | SS Completed, FIS Started, No IA | Facility Study | Knox | TX | Knox, TX | 48275 | Tap 345kV 6076 Foxtail - 60791 Perigee | ERCOT | Oriole Solar |  | ERCOT | Rolling Plain Solar |  |  | Generation | type1: Solar; mw1: 503.91 | Solar+Battery | 2023 | 2028
28INR0009 | active | 2023-05-15 | 2028-12-29 |  |  |  | SS Completed, FIS Started, No IA | Facility Study | Knox | TX | Knox, TX | 48275 | Tap 345kV 6076 Foxtail - 60791 Perigee | ERCOT | Oriole BES |  | ERCOT | Rolling Plains Solar |  |  | Generation | type1: Battery; mw1: 150.39 | Solar+Battery | 2023 | 2028
28INR0048 | active | 2024-02-07 | 2028-01-01 |  |  |  | SS Completed, FIS Started, No IA | Facility Study | Limestone | TX | Limestone, TX | 48293 | #107 Prairie Hill 69 kV | ERCOT | Findley BESS |  | ERCOT | Gransolar Texas Sixteen, LLC |  |  | Generation | type1: Battery; mw1: 51.74 | Solar+Battery | 2024 | 2028
28INR0061 | active | 2024-04-09 | 2027-12-31 |  |  |  | SS Completed, FIS Started, No IA | Facility Study | Austin | TX | Austin, TX | 48015 | Tap 138kV #44740 WALLIS - #44700 GEBHRT | ERCOT | Sunrose Renewable Energy Solar SLF |  | ERCOT | Sunrose Renewable Energy LLC |  |  | Generation | type1: Solar; mw1: 300.88 | Solar+Battery | 2024 | 2027
28INR0088 | active | 2024-07-01 | 2028-04-10 |  |  |  | SS Completed, FIS Started, No IA | Facility Study | Archer | TX | Archer, TX | 48009 | Tap 345kV (Bus# 1422) Bowman - (Bus# 17002) Garvey Road | ERCOT | Red Hollow Renewable Energy Solar SLF |  | ERCOT | Red Hollow Renewable Energy LLC |  |  | Generation | type1: Solar; mw1: 308.6 | Solar+Battery | 2024 | 2028
28INR0101 | active | 2024-10-01 | 2028-06-30 |  |  |  | SS Completed, FIS Started, No IA | Facility Study | La Salle | TX | La Salle, TX | 48283 | 8619 Encinal - 8627 Lemay Box Bay 138kV line | ERCOT | Vazlon Solar SLF |  | ERCOT | Vazlon Energy LLC |  |  | Generation | type1: Solar; mw1: 211.41 | Solar+Battery | 2024 | 2028
28INR0117 | active | 2024-07-30 | 2028-08-01 |  |  |  | SS Completed, FIS Started, No IA | Facility Study | Frio | TX | Frio, TX | 48163 | Tap 138 KV 8212 Dilly - 5866 Palo Duro | ERCOT | North Leona Solar |  | ERCOT | Orion US Land Holding Co LLC |  |  | Generation | type1: Solar; mw1: 204.9 | Solar+Battery | 2024 | 2028
28INR0120 | active | 2024-08-16 | 2028-08-01 |  |  |  | SS Completed, FIS Started, No IA | Facility Study | Frio | TX | Frio, TX | 48163 | Tap 138 KV 8212 Dilly - 5866 Palo Duro | ERCOT | North Leona BESS |  | ERCOT | Orion US Land Holding Co LLC |  |  | Generation | type1: Battery; mw1: 102.2 | Solar+Battery | 2024 | 2028
28INR0124 | active | 2024-08-16 | 2028-09-30 |  |  |  | SS Completed, FIS Started, No IA | Facility Study | Red River | TX | Red River, TX | 48387 | Tap 138kV Rivercrest SES 1780 - Deport REA 1768 | ERCOT | Silverbell Storage |  | ERCOT | Silverbell Energy Center, LLC |  |  | Generation | type1: Battery; mw1: 130.57 | Solar+Battery | 2024 | 2028
28INR0125 | active | 2024-08-16 | 2028-09-30 |  |  |  | SS Completed, FIS Started, No IA | Facility Study | Red River | TX | Red River, TX | 48387 | Tap 138kV Rivercrest SES 1780 - Deport REA 1768 | ERCOT | Silverbell Solar |  | ERCOT | Silverbell Energy Center, LLC |  |  | Generation | type1: Solar; mw1: 125.63 | Solar+Battery | 2024 | 2028
28INR0132 | active | 2024-09-04 | 2028-09-25 |  |  |  | SS Completed, FIS Started, No IA | Facility Study | Mitchell | TX | Mitchell, TX | 48335 | Tap 345 kV Bus # 10053 Cattlemen 5 - Bus #76030 Gasconades Creek | ERCOT | River Boat Solar |  | ERCOT | Champion Creek Solar, LLC |  |  | Generation | type1: Solar; mw1: 502.2 | Solar+Battery | 2024 | 2028
28INR0133 | active | 2024-10-01 | 2028-09-25 |  |  |  | SS Completed, FIS Started, No IA | Facility Study | Mitchell | TX | Mitchell, TX | 48335 | Tap 345 kV Bus # 10053 Cattlemen 5 - Bus #76030 Gasconades Creek | ERCOT | River Boat Storage |  | ERCOT | Champion Creek Storage, LLC |  |  | Generation | type1: Battery; mw1: 207.02 | Solar+Battery | 2024 | 2028
28INR0134 | active | 2024-10-10 | 2028-06-01 |  |  |  | SS Completed, FIS Started, No IA | Facility Study | Culberson | TX | Culberson, TX | 48109 | 11198 Elcor_8 138 KV | ERCOT | Salt-Lick Storage |  | ERCOT | Salt-Lick Storage, LLC |  |  | Generation | type1: Battery; mw1: 155.3 | Solar+Battery | 2024 | 2028
28INR0147 | active | 2024-12-19 | 2028-06-14 |  |  |  | SS Started, FIS Started, No IA | Facility Study | Falls | TX | Falls, TX | 48145 | Tap 69kV 3588 Groesbeck - 3637 Otto Junction | ERCOT | Fallstone Solar SLF |  | ERCOT | Fallstone Solar, LLC |  |  | Generation | type1: Solar; mw1: 60.35 | Solar+Battery | 2024 | 2028
28INR0149 | active | 2024-12-19 | 2028-06-14 |  |  |  | SS Started, FIS Started, No IA | Facility Study | Falls | TX | Falls, TX | 48145 | Tap 69kV 3588 Groesbeck - 3637 Otto Junction | ERCOT | Fallstone Storage SLF |  | ERCOT | Fallstone Solar, LLC |  |  | Generation | type1: Battery; mw1: 1.71 | Solar+Battery | 2024 | 2028
28INR0164 | active | 2024-10-29 | 2028-06-01 |  |  |  | SS Completed, FIS Started, No IA | Facility Study | Pecos | TX | Pecos, TX | 48371 | Tap 345 kV Bus # 60404 Solstice7A - Bus # 76002 L_Bakers5_1Y | ERCOT | Savanna Prairie Solar |  | ERCOT | Savanna Prairie Solar, LLC |  |  | Generation | type1: Solar; mw1: 354.8 | Solar+Battery | 2024 | 2028
28INR0165 | active | 2024-10-29 | 2028-06-01 |  |  |  | SS Completed, FIS Started, No IA | Facility Study | Pecos | TX | Pecos, TX | 48371 | Tap 345 kV Bus # 60404 Solstice7A - Bus # 76002 L_Bakers5_1Y | ERCOT | Savanna Prairie Storage |  | ERCOT | Savanna Prairie Storage, LLC |  |  | Generation | type1: Battery; mw1: 114.43 | Solar+Battery | 2024 | 2028
28INR0170 | active | 2024-10-08 | 2028-03-01 |  |  |  | SS Completed, FIS Started, No IA | Facility Study | Dimmit | TX | Dimmit, TX | 48127 | Tap 138kV 8005 Carrizo Springs - 8006 Crystal City | ERCOT | Kiskadee Trail Solar SLF |  | ERCOT | Kiskadee Trail Solar, LLC |  |  | Generation | type1: Solar; mw1: 406 | Solar+Battery | 2024 | 2028
28INR0171 | active | 2024-10-01 | 2028-03-01 |  |  |  | SS Completed, FIS Started, No IA | Facility Study | Dimmit | TX | Dimmit, TX | 48127 | Tap 138kV 8005 Carrizo Springs - 8006 Crystal City | ERCOT | Kiskadee Trail Storage SLF |  | ERCOT | Kiskadee Trail Storage, LLC |  |  | Generation | type1: Battery; mw1: 406 | Solar+Battery | 2024 | 2028
28INR0179 | active | 2024-10-10 | 2028-06-30 |  |  |  | SS Completed, FIS Started, No IA | Facility Study | San Patricio | TX | San Patricio, TX | 48409 | Tap LONHILL (Bus#8455) to KATOEN (Bus#8579). | ERCOT | Sunburst Solar |  | ERCOT | Indigo Solar, LLC |  |  | Generation | type1: Solar; mw1: 301.6 | Solar+Battery | 2024 | 2028
28INR0181 | active | 2024-10-10 | 2028-06-30 |  |  |  | SS Completed, FIS Started, No IA | Facility Study | San Patricio | TX | San Patricio, TX | 48409 | Tap 345kV 8455 LONHILL - 8579 KATOEN | ERCOT | Sunburst BESS |  | ERCOT | Indigo Solar, LLC |  |  | Generation | type1: Battery; mw1: 256.3 | Solar+Battery | 2024 | 2028
28INR0194 | active | 2024-11-19 | 2028-06-01 |  |  |  | SS Started, FIS Started, No IA | Facility Study | Young | TX | Young, TX | 48503 | TAP 345kV #1435 Long Creek - #1430 Graham SES | ERCOT | Tapaderos Solar |  | ERCOT | Tapaderos Solar, LLC |  |  | Generation | type1: Solar; mw1: 303.4 | Solar+Battery | 2024 | 2028
28INR0196 | active | 2024-11-19 | 2028-06-01 |  |  |  | SS Started, FIS Started, No IA | Facility Study | Young | TX | Young, TX | 48503 | TAP 345kV #1430 GRAHAM SES - #1435 LONG CREEK | ERCOT | Tapaderos Storage |  | ERCOT | Tapaderos Storage, LLC |  |  | Generation | type1: Battery; mw1: 207.09 | Solar+Battery | 2024 | 2028
28INR0198 | active | 2024-10-29 | 2028-06-01 |  |  |  | SS Completed, FIS Started, No IA | Facility Study | Runnels | TX | Runnels, TX | 48399 | tap 345kV 1444 BROWN SWITCH - 11406 CENTRAL BLUFF | ERCOT | Winters Glow Solar |  | ERCOT | Winters Glow Solar, LLC |  |  | Generation | type1: Solar; mw1: 252.94 | Solar+Battery | 2024 | 2028
28INR0199 | active | 2024-10-29 | 2028-06-01 |  |  |  | SS Completed, FIS Started, No IA | Facility Study | Runnels | TX | Runnels, TX | 48399 | tap 345kV 1444 BROWN SWITCH - 11406 CENTRAL BLUFF | ERCOT | Winters Glow Storage |  | ERCOT | Winters Glow Storage, LLC |  |  | Generation | type1: Battery; mw1: 155.29 | Solar+Battery | 2024 | 2028
28INR0202 | active | 2024-12-19 | 2028-09-28 |  |  |  | SS Started, FIS Started, No IA | Facility Study | Scurry | TX | Scurry, TX | 48415 | 11305-DERMOTT-345 kV A 345kV gen-tie line, approximately 5.5 miles long, will connect the Fluvanna Max BESS (Co-located with 29INR0077) project to the Dermott Substation (Scurry County), terminating at an assigned bay within the Dermott Substation. | ERCOT | Fluvanna Max BESS |  | ERCOT | Fluvanna Max Solar LLC |  |  | Generation | type1: Battery; mw1: 50 | Solar+Battery | 2024 | 2028
28INR0245 | active | 2024-12-19 | 2028-12-15 |  |  |  | SS Started, FIS Started, No IA | Facility Study | Callahan | TX | Callahan, TX | 48059 | Tapping the two 345 kV Lines: Sam Line Reactor (Bus# 68005) - Reata (Bus# 68051) and Latimer (Bus# 68008) - Reata (Bus# 68051). | ERCOT | Hittson Creek Solar |  | ERCOT | 174 Power Global Properties |  |  | Generation | type1: Solar; mw1: 404 | Solar+Battery | 2024 | 2028
28INR0246 | active | 2024-12-19 | 2028-12-15 |  |  |  | SS Started, FIS Started, No IA | Facility Study | Callahan | TX | Callahan, TX | 48059 | Tapping the two 345 kV Lines: Sam Line Reactor (Bus# 68005) - Reata (Bus# 68051) and Latimer (Bus# 68008) - Reata (Bus# 68051). | ERCOT | Hittson Creek BESS |  | ERCOT | 174 Power Global Properties |  |  | Generation | type1: Battery; mw1: 206 | Solar+Battery | 2024 | 2028
29INR0017 | active | 2024-03-22 | 2029-01-01 |  |  |  | SS Completed, FIS Started, No IA | Facility Study | Robertson | TX | Robertson, TX | 48395 | 39950 TNP One Plant 345 kV | ERCOT | Big Rooter East Solar SLF |  | ERCOT | Big Rooter East, LLC |  |  | Generation | type1: Solar; mw1: 554.94 | Solar+Battery | 2024 | 2029
29INR0045 | active | 2024-07-30 | 2029-08-30 |  |  |  | SS Completed, FIS Started, No IA | Facility Study | Webb | TX | Webb, TX | 48479 | 8283 ASHERTON4A 138kV | ERCOT | Veco Ranch Solar SLF |  | ERCOT | Orion US Land Holding Co LLC |  |  | Generation | type1: Solar; mw1: 152.5 | Solar+Battery | 2024 | 2029
29INR0077 | active | 2024-12-19 | 2028-09-28 |  |  |  | SS Started, FIS Started, No IA | Facility Study | Scurry | TX | Scurry, TX | 48415 | 11305 DERMOTT SUBSTATION 345 kV A 345kV gen-tie line, approximately 5.5 miles in length, will connect the Fluvanna Max Solar project to the Dermott Substation (Scurry County), terminating at an assigned bay within the Dermott Substation. | ERCOT | Fluvanna Max Solar |  | ERCOT | Fluvanna Max Solar LLC |  |  | Generation | type1: Solar; mw1: 150 | Solar+Battery | 2024 | 2028

## 04. Queues Codebook
RETURN TO CONTENTS
Field Name | Description
q_id | queue position / ID number
q_status | current queue status (active, withdrawn, suspended, or operational)
q_date | date project entered queue
prop_date | proposed online date
on_date | date project became operational (if applicable)
wd_date | date project withdrawn from queue (if applicable)
ia_date | date of signed interconnection agreement (if available)
IA_status_raw | interconnection agreement status from queue
IA_status_clean | standardized interconnection agreement status
county | first county where project is located
state | state where project is located
county_state_pairs | concatenated county and state
fips_codes | 5-digit FIPS code
poi_name | point of interconnection name
region | region where project is located (ISO or non-ISO region)
project_name | project name
utility | utility name
entity | queue entity (ISO or utility)
developer | developer name
cluster | queue cluster
service | interconnection service type (e.g., ERIS or NRIS)
project_type | type of project or interconnection request (load/transmission/generation)
type1 | resource type 1
type2 | resource type 2
type3 | resource type 3
mw1 | capacity of type 1 (MW)
mw2 | capacity of type 2 (MW)
mw3 | capacity of type 3 (MW)
type_clean | resource type - standardized
q_year | year project entered queue
prop_year | proposed online year from interconnection application

## 05. Operational Data + Methods
RETURN TO CONTENTS
Data Collection:
Form EIA-860 and EIA 923 2024 early release, public announcements, ACP databook
- | Generator specific information for power plants with >1 MW combined capacity
- | Limited amount of spot checking for corrections to EIA data
Hybrids identified by either having the same EIA ID or, in some cases, through other regulatory filings or trade press articles
- | Suggests co-location of generators at one plant / point of interconnection, but not necessarily co-controlled generators
- | Virtual hybrids cannot be identified; <1 MW plants also excluded
Challenges and Limitations:
Difficult to separate behind-the-meter/micro-grid resources from front-of-the-meter resources
EIA ID does not identify all hybrids or co-located plants as some co-located plants could have different IDs
We exclude dual fuel and CSP units which use the same prime mover technology (e.g. steam turbine) but have the capability to change fuels (e.g. oil/gas plants, SEGS, Ivanpah, Solana, Martin solar thermal power plants)
Scope includes co-located plants that pair, but control separately, two or more generators and/or storage assets at a single point of interconnection, and also full hybrids that feature co-location and co-control.
‘Virtual’ hybrids are excluded, as are smaller (often behind-the-meter) plants not otherwise visible in data sources used here.

## 06. Operating Capacity
RETURN TO CONTENTS
Online hybrid / co-located projects at end of 2024: subset of configurations
| # projects |  |  |  | Total capacity (MW) |  |  |  |  | Weighted Average Storage Ratio | Duration (hrs)
|  |  | Wind | PV | Fossil | Storage
PV+Storage | 359 |  |  | 21952.3 |  | 11923.17 |  |  |  | 54.31% | 2.9977
Wind+Storage | 20 |  | 3177.4 |  |  | 568.8 |  |  |  | 17.9% | 1.1999
Wind+PV+Storage | 5 |  | 525.7 | 76 |  | 68.8 |  |  |  | 11.43% | 2.0189
Fossil+Storage | 27 |  |  |  | 6363.5 | 1381 |  |  |  | 21.7% | 2.7734
Wind+PV | 10 |  | 860.2 | 517.7 |  | 0 |  |  |  | n/a | n/a
Notes: Not included in the figure are 122 other hybrid / co-located projects with other configurations; details on those projects are provided below.
Storage ratio defined as storage capacity divided by total generator capacity.
Sources: EIA 860 2024Early Release, Berkeley Lab
Hybrid / co-located projects newly completed in 2024: subset of configurations
| # projects |  |  |  | Total capacity (MW) |  |  |  |  | Storage ratio | Duration (hrs)
|  |  | Fossil | PV | Wind | Storage
PV+Storage | 63 |  |  | 8263.5 | 0 | 4473.3 |  |  |  | 54.13% | 2.916
Wind+Storage | 2 |  |  | 0 | 466 | 29.4 |  |  |  | 6.309% | 2.8844
Wind+PV | 2 |  |  | 250.2 | 269.9 | 0 |  |  |  | 0% | n/a
Sources: EIA 860 2024 Early Release, Berkeley Lab
Online wind hybrid / co-located projects compared to other online hybrid / co-located plants
Total end of 2024 | # projects | Gen 1 (MW) | Gen 2 (MW) | Gen 3 (MW) | Total Gen (MW) | Storage capacity (MW) | Storage energy (MWh) | Storage: generator ratio | Duration (hrs)
PV+Storage | 359 | 21952.3 | 0 | 0 | 21952.3 | 11923.17 | 35742.36 | 54.31% | 2.9977
Wind+Storage | 20 | 3177.4 | 0 | 0 | 3177.4 | 568.8 | 682.5 | 17.9% | 1.1999
Wind+PV | 10 | 860.2 | 517.7 | 0 | 1377.9 | 0 | 0 | 0% | n/a
Wind+PV+Storage | 5 | 525.7 | 76 | 0 | 601.7 | 68.8 | 138.9 | 11.43% | 2.0189
Fossil+PV | 39 | 8528 | 475.7 | 0 | 9003.7 | 0 | 0 | 0% | n/a
Fossil+Storage | 27 | 6363.5 | 0.2 | 0 | 6363.7 | 1381 | 3830 | 21.7% | 2.7734
Fossil+PV+Storage | 8 | 2897.4 | 36.8 | 0 | 2934.2 | 35.4 | 54.4 | 1.206% | 1.5367
Fossil+Hydro | 25 | 453.3 | 70.8 | 0 | 524.1 | 0 | 0 | 0% | n/a
Fossil+Wind+PV | 4 | 122.5 | 8.8 | 4.2 | 135.5 | 0 | 0 | 0% | n/a
Fossil+Wind | 8 | 49.6 | 23.2 | 0 | 72.8 | 0 | 0 | 0% | n/a
Nuclear+Fossil | 4 | 6480.2 | 1354.8 | 0 | 7835 | 0 | 0 | 0% | n/a
Biomass+Hydro | 9 | 326.7 | 50.5 | 0 | 377.2 | 0 | 0 | 0% | n/a
Biomass+PV | 4 | 102.2 | 8.7 | 0 | 110.9 | 0 | 0 | 0% | n/a
Hydro+Storage | 8 | 291.15 | 0 | 0 | 291.15 | 62 | 77 | 21.29% | 1.2419
Geothermal+PV | 8 | 249.8 | 56 | 0 | 305.8 | 0 | 0 | 0% | n/a
Geothermal+PV+CSP | 1 | 47.2 | 22 | 2 | 71.2 | 0 | 0 | 0% | n/a
Nuclear+Hydro | 1 | 1959.4 | 1 | 0 | 1960.4 | 0 | 0 | 0% | n/a
Fossil+Wind+Storage | 1 | 11.8 | 3.3 | 0 | 15.1 | 1.2 | 1 | 7.947% | 0.83333
Fossil+Wind+PV+Storage | 1 | 1 | 0.1 | 0.1 | 1.2 | 0.3 | 0.5 | 25% | 1.6667
Biomass+Storage | 1 | 1.2 | 0 | 0 | 1.2 | 1 | 2 | 83.33% | 2
Newly installed in 2024 | # projects | Gen 1 (MW) | Gen 2 (MW) | Gen 3 (MW) | Total Gen (MW) | Storage capacity (MW) | Storage energy (MWh) | Storage: generator ratio | Duration (hrs)
PV+Storage | 63 | 8263.5 | 0 | 0 | 8263.5 | 4473.3 | 13044 | 54.13% | 2.916
Wind+Storage | 2 | 466 | 0 | 0 | 466 | 29.4 | 84.8 | 6.309% | 2.8844
Wind+PV | 2 | 269.9 | 250.2 | 0 | 520.1 | 0 | 0 | 0% | n/a
Wind+PV+Storage | 0 | 0 | 0 | 0 | 0 | 0 | 0 | n/a | n/a
Fossil+PV | 1 | 242 | 200 | 0 | 442 | 0 | 0 | 0% | n/a
Fossil+Storage | 0 | 0 | 0 | 0 | 0 | 0 | 0 | n/a | n/a
Fossil+PV+Storage | 0 | 0 | 0 | 0 | 0 | 0 | 0 | n/a | n/a
Fossil+Hydro | 0 | 0 | 0 | 0 | 0 | 0 | 0 | n/a | n/a
Fossil+Wind+PV | 1 | 7 | 3 | 2.1 | 12.1 | 0 | 0 | 0% | n/a
Fossil+Wind | 0 | 0 | 0 | 0 | 0 | 0 | 0 | n/a | n/a
Nuclear+Fossil | 0 | 0 | 0 | 0 | 0 | 0 | 0 | n/a | n/a
Biomass+Hydro | 0 | 0 | 0 | 0 | 0 | 0 | 0 | n/a | n/a
Biomass+PV | 0 | 0 | 0 | 0 | 0 | 0 | 0 | n/a | n/a
Hydro+Storage | 0 | 0 | 0 | 0 | 0 | 0 | 0 | n/a | n/a
Geothermal+PV | 1 | 31.5 | 5.5 | 0 | 37 | 0 | 0 | 0% | n/a
Geothermal+PV+CSP | 0 | 0 | 0 | 0 | 0 | 0 | 0 | n/a | n/a
Nuclear+Hydro | 0 | 0 | 0 | 0 | 0 | 0 | 0 | n/a | n/a
Fossil+Wind+Storage | 0 | 0 | 0 | 0 | 0 | 0 | 0 | n/a | n/a
Fossil+Wind+PV+Storage | 0 | 0 | 0 | 0 | 0 | 0 | 0 | n/a | n/a
Biomass+Storage | 0 | 0 | 0 | 0 | 0 | 0 | 0 | n/a | n/a
Note: New is defined as when the project became a hybrid / co-located project (e.g., if a battery was added to an older plant in 2024 then it would be defined as new in 2024)
Sources: EIA 860 2024 Early Release, Berkeley Lab

## 07. Operating Capacity by Year
RETURN TO CONTENTS
Year | Fossil+PV+Storage | Fossil+Storage | Wind+PV+Fossil+Storage | Wind+Fossil+Storage | PV+Storage | Wind+Storage | Wind+PV+Storage | Wind+PV | Wind+PV+Fossil | Wind+Fossil | Fossil+PV | Biomass+PV | Geothermal+PV+CSP | Geothermal+PV | Hydro+Storage | Biomass+Storage | Nuclear+Fossil | Nuclear+Hydro | Fossil+Hydro | Biomass+Hydro | Other
2001 | 0 | 793 | 0 | 0 | 0 | 0 | 0 | 0 | 0 | 0 | 1779.2 | 0 | 0 | 0 | 0 | 0 | 4973.8 | 1960.4 | 460.3 | 312.5 | 312.5
2002 | 0 | 793 | 0 | 0 | 0 | 0 | 0 | 0 | 0 | 19.6 | 1779.2 | 0 | 0 | 0 | 0 | 0 | 4973.8 | 1960.4 | 460.3 | 318.6 | 338.2
2003 | 0 | 793 | 0 | 0 | 0 | 0 | 0 | 0 | 0 | 19.6 | 1779.2 | 0 | 0 | 0 | 0 | 0 | 4973.8 | 1960.4 | 460.3 | 318.6 | 338.2
2004 | 0 | 793 | 0 | 0 | 0 | 0 | 0 | 0 | 0 | 27.6 | 1779.2 | 0 | 0 | 0 | 0 | 0 | 4973.8 | 1960.4 | 465.2 | 318.6 | 346.2
2005 | 0 | 793 | 0 | 0 | 0 | 0 | 0 | 0 | 0 | 27.6 | 1800 | 0 | 0 | 0 | 0 | 0 | 4973.8 | 1960.4 | 465.2 | 318.6 | 346.2
2006 | 0 | 793 | 0 | 0 | 0 | 0 | 0 | 0 | 0 | 27.6 | 1804.8 | 0 | 0 | 0 | 0 | 0 | 4973.8 | 1960.4 | 465.2 | 318.6 | 346.2
2007 | 0 | 793 | 0 | 0 | 0 | 0 | 0 | 273.1 | 0 | 34.8 | 1930.5 | 0 | 0 | 0 | 0 | 0 | 7835 | 1960.4 | 481.2 | 318.6 | 353.4
2008 | 0 | 793 | 0 | 0 | 0 | 0 | 0 | 273.1 | 0 | 34.8 | 1930.5 | 0 | 0 | 0 | 0 | 0 | 7835 | 1960.4 | 483.6 | 318.6 | 353.4
2009 | 0 | 793 | 0 | 0 | 0 | 0 | 0 | 273.1 | 70.8 | 42.6 | 1945.6 | 0 | 0 | 0 | 0 | 0 | 7835 | 1960.4 | 483.6 | 318.6 | 432
2010 | 0 | 793 | 0 | 0 | 0 | 0 | 0 | 273.1 | 70.8 | 42.6 | 2072.2 | 0 | 0 | 0 | 0 | 0 | 7835 | 1960.4 | 492.3 | 318.6 | 432
2011 | 0 | 793 | 0 | 0 | 1.3 | 113.6 | 0 | 283.6 | 70.8 | 52.7 | 2136.9 | 0 | 0 | 0 | 0 | 0 | 7835 | 1960.4 | 495.3 | 318.6 | 442.1
2012 | 0 | 805.7 | 0 | 0 | 10.3 | 403.1 | 0 | 545.3 | 70.8 | 52.7 | 2216.3 | 3 | 0 | 0 | 36.8 | 0 | 7835 | 1960.4 | 497 | 318.6 | 481.9
2013 | 0 | 805.7 | 0 | 0 | 10.3 | 403.1 | 266 | 545.3 | 70.8 | 71.1 | 2216.3 | 3 | 0 | 0 | 36.8 | 0 | 7835 | 1960.4 | 509.4 | 377.2 | 558.9
2014 | 0 | 805.7 | 0 | 0 | 10.3 | 640.6 | 266 | 650.7 | 70.8 | 71.1 | 2233.7 | 5.7 | 0 | 0 | 36.8 | 0 | 7835 | 1960.4 | 509.4 | 377.2 | 561.6
2015 | 0 | 841.2 | 0 | 16.3 | 16.2 | 820.6 | 266 | 731.7 | 104.4 | 72.8 | 2247.1 | 5.7 | 71.2 | 0 | 36.8 | 0 | 7835 | 1960.4 | 509.4 | 377.2 | 684.4
2016 | 0 | 3346.3 | 0 | 16.3 | 38.7 | 820.6 | 266 | 731.7 | 123.4 | 72.8 | 4013.6 | 5.7 | 71.2 | 0 | 36.8 | 0 | 7835 | 1960.4 | 509.4 | 377.2 | 703.4
2017 | 1833.6 | 3462.4 | 1.5 | 16.3 | 98.4 | 986 | 266 | 731.7 | 123.4 | 72.8 | 5965.5 | 5.7 | 71.2 | 58.6 | 36.8 | 0 | 7835 | 1960.4 | 509.4 | 377.2 | 2597.1
2018 | 1833.6 | 3466.7 | 1.5 | 16.3 | 640.6 | 1529.5 | 275 | 734.2 | 123.4 | 72.8 | 6688.5 | 5.7 | 71.2 | 58.6 | 74.9 | 0 | 7835 | 1960.4 | 509.4 | 377.2 | 2635.2
2019 | 2155.5 | 3703.1 | 1.5 | 16.3 | 1071.9 | 1529.5 | 275 | 852.2 | 123.4 | 72.8 | 6688.5 | 5.7 | 71.2 | 133.4 | 83.15 | 0 | 7835 | 1960.4 | 509.4 | 377.2 | 3040.15
2020 | 2864.3 | 4133 | 1.5 | 16.3 | 1225.37 | 2029.9 | 275 | 857.8 | 123.4 | 72.8 | 7511 | 110.9 | 71.2 | 133.4 | 241.15 | 2.2 | 7835 | 1960.4 | 509.4 | 377.2 | 4014.35
2021 | 2872.4 | 7018.5 | 1.5 | 16.3 | 6813.77 | 2029.9 | 390.5 | 857.8 | 123.4 | 72.8 | 8238.6 | 110.9 | 71.2 | 133.4 | 241.15 | 2.2 | 7835 | 1960.4 | 509.4 | 377.2 | 4022.45
2022 | 2875.4 | 7741.7 | 1.5 | 16.3 | 12485.57 | 2029.9 | 670.5 | 857.8 | 123.4 | 72.8 | 8238.6 | 110.9 | 71.2 | 187.1 | 241.15 | 2.2 | 7835 | 1960.4 | 509.4 | 377.2 | 4079.15
2023 | 2965.2 | 7744.7 | 1.5 | 16.3 | 20288.67 | 3250.8 | 670.5 | 857.8 | 123.4 | 72.8 | 8561.7 | 110.9 | 71.2 | 268.8 | 353.15 | 2.2 | 7835 | 1960.4 | 524.1 | 377.2 | 4362.65
2024 | 2965.2 | 7744.7 | 1.5 | 16.3 | 33875.47 | 3746.2 | 670.5 | 1377.9 | 135.5 | 72.8 | 9003.7 | 110.9 | 71.2 | 305.8 | 353.15 | 2.2 | 7835 | 1960.4 | 524.1 | 377.2 | 4411.75

## 08. Capacity by Region
RETURN TO CONTENTS
| Aggregate Generator Capacity by Hybrid Type and ISO |  |  |  | Aggregate Storage Capacity by Plant Type and ISO
Region | PV+Storage | Wind+Storage | Fossil+Storage | Storage | Region | PV+Storage | Wind+Storage | Fossil+Storage | Storage
ERCOT | 4645.2 | 2164.5 | 357.6 | 0 | ERCOT | 1617 | 371.5 | 269.1 | 6294.9
PJM | 45.3 | 445.6 | 3 | 0 | PJM | 68.3 | 85.5 | 1 | 233.2
SPP | 11.4 | 274.9 | 0 | 0 | West (non-ISO) | 3494.4 | 3 | 65 | 1172
CAISO | 8670.9 | 163.5 | 1741.6 | 0 | Hawaii | 271.9 | 21 | 2 | 185
Hawaii | 278.4 | 75 | 15.1 | 0 | SPP | 13.4 | 10.8 | 0 | 5.3
West (non-ISO) | 6201.6 | 53.9 | 1155.6 | 0 | CAISO | 5254.5 | 77 | 814.8 | 5557.7
Southeast (non-ISO) | 1180.3 | 0 | 677.2 | 0 | Southeast (non-ISO) | 765.3 | 0 | 110.2 | 201.6
MISO | 444.3 | 0 | 1359.9 | 0 | ISO-NE | 245.35 | 0 | 30 | 81.8
ISO-NE | 360.2 | 0 | 999.5 | 0 | MISO | 92.8 | 0 | 39.4 | 28.3
NYISO | 114.7 | 0 | 4 | 0 | NYISO | 100.22 | 0 | 3 | 141.2
Alaska | 0 | 0 | 50 | 0 | Alaska | 0 | 0 | 46.5 | 46

## 09. Storage Capacity by Year
RETURN TO CONTENTS
|  |  | Storage Capacity (MW) |  |  | Storage Energy (MWh)
| Year | PV+Storage | Storage | Fossil+Storage | Wind+Storage |  | Year | PV+Storage | Storage | Fossil+Storage | Wind+Storage
| 2012 | 3.8 | 70.5 | 114 | 75 |  | 2012 | 3.3 | 39.5 | 119.8 | 54
| 2013 | 3.8 | 90.5 | 114 | 75 |  | 2013 | 3.3 | 54.5 | 119.8 | 54
| 2014 | 3.8 | 91.5 | 114 | 95 |  | 2014 | 3.3 | 57.5 | 119.8 | 62.3
| 2015 | 6.8 | 102.5 | 116.5 | 144.5 |  | 2015 | 7.7 | 70.3 | 124.8 | 86.9
| 2016 | 17.6 | 192.9 | 223.2 | 144.5 |  | 2016 | 21.7 | 147 | 275.7 | 86.9
| 2017 | 43.4 | 240.9 | 236.2 | 174.5 |  | 2017 | 82.5 | 332.2 | 288.7 | 99.5
| 2018 | 126.4 | 351.4 | 236.5 | 196.1 |  | 2018 | 328.4 | 556.2 | 289.2 | 121.1
| 2019 | 207.7 | 451.3 | 253.2 | 196.1 |  | 2019 | 539.6 | 821.6 | 347.9 | 121.1
| 2020 | 272.37 | 837 | 289.4 | 283.1 |  | 2020 | 671.4 | 1687.1 | 372.9 | 218.1
| 2021 | 2867.57 | 1797 | 1064.4 | 283.1 |  | 2021 | 8249.96 | 4027.7 | 3472.9 | 218.1
| 2022 | 4383.67 | 3959.6 | 1380 | 283.1 |  | 2022 | 13053.16 | 9942.7 | 3828.9 | 218.1
| 2023 | 7449.87 | 7215.5 | 1381 | 539.4 |  | 2023 | 22698.36 | 17684.3 | 3830 | 597.7
| 2024 | 11923.17 | 13987 | 1381 | 568.8 |  | 2024 | 35742.36 | 35626.1 | 3830 | 682.5

## 10. Storage Characteristics
RETURN TO CONTENTS
| Storage-to-generator ratios | Generator Equivalent Duration
Storage durations
#VALUE!
Weighted mean
Weighted mean calculation from tab 06. Operating Capacity
Weighted mean calculation from tab 06. Operating Capacity

## 11. Storage Use-Cases
RETURN TO CONTENTS
| Grid Service | Standalone Storage | PV+Storage | Fossil+Storage | Wind+Storage | Year | Arbitrage | Peak Shaving | Renewable Integration | Grid Services | Backup
| Arbitrage | 53.5% | 30.74% | 2.261% | 63.99% | 2016 | 4.013% | 14.09% | 17.37% | 60.8% | 3.722%
| Grid Services | 37.48% | 21.54% | 94.7% | 34.07% | 2017 | 5.69% | 12.5% | 15.8% | 62.22% | 3.786%
| Renewable Integration | 0.01076% | 35.01% | 0% | 1.941% | 2018 | 7.117% | 13.43% | 17.26% | 58.8% | 3.402%
| Peak Shaving | 8.819% | 12.61% | 2.301% | 0% | 2019 | 8.084% | 15.55% | 17.78% | 55.14% | 3.439%
| Backup | 0.1937% | 0.1029% | 0.7351% | 0% | 2020 | 18.74% | 11.31% | 14.81% | 51.57% | 3.569%
[6 empty] | 2021 | 29.52% | 11.35% | 17.49% | 40.63% | 1.002%
[6 empty] | 2022 | 29.38% | 8.054% | 18.57% | 41.87% | 2.114%
[6 empty] | 2023 | 31.85% | 8.93% | 19.25% | 38.72% | 1.249%
[6 empty] | 2024 | 32.09% | 9.916% | 17.04% | 39.05% | 1.903%
Arbitrage
Grid Services
Renewable firming / curtailment mitigation
Peak Shaving
Backup
Arbitrage
Grid Services
Renewable firming / curtailment mitigation
Peak Shaving
Backup

## 12. Hybrid Case-Studies
RETURN TO CONTENTS
Notes: (1) Form EIA 923 reports battery charging (from grid or generator) and discharging (to the grid) (2) The battery’s roundtrip efficiency is calculated by dividing the discharged energy by the charged energy (3) Theoretical daily single cycle energy (MWh) is equal to the battery energy capacity (MWh) multiplied by the days in the month, to provide a reference for expected charging amount if the battery cycled once per day.
|  | Generator Capacity (MW AC) | Storage Capacity (MW) | Storage Energy (MWh)
| Moss Landing | 1398 | 750 | 3000
| California Flats | 130 | 60 | 240
| Laurel Mountain | 98 | 16 | 16

## 13. Storage Efficiency
RETURN TO CONTENTS
[6 empty] | Median | Capacity-Weighted Mean | 25th Percentile | 75th Percentile
[5 empty] | Hybrid | 84.37% | 78.2% | 72.67% | 89.18%
[5 empty] | Standalone | 83.01% | 80.12% | 67.7% | 87.4%
Notes: (1) Year one roundtrip efficiency shows the efficiency in the first calendar year after commercial operation. (2) Hybrid capacity refers to storage capacity. (3) Batteries that do not report operational data to EIA 923 are excluded.
Annual Additions
Commercial Operation Year (Storage) | Capacity-Weighted Year One Efficiency (Hybrid) | Capacity-Weighted Year One Efficiency (Standalone) | Capacity-Weighted Year One Efficiency (All) | Number of Projects (Hybrid) | Number of Projects (Standalone) | Number of Projects (All) | Hybrid Capacity (MW) | Standalone Capacity (MW) | Combined Capacity (MW)
2015 | 50.62% | 79.82% | 65.44% | 3 | 5 | 8 | 52 | 53.6 | 105.6
2016 | 67.04% | 83.46% | 74.03% | 4 | 6 | 10 | 67.7 | 50.2 | 117.9
2017 | 65.5% | 81.46% | 73.7% | 4 | 5 | 9 | 41.5 | 43.9 | 85.4
2018 | 71% | 82.02% | 78.95% | 11 | 14 | 25 | 50.2 | 130.3 | 180.5
2019 | 63.02% | 85.37% | 76.37% | 8 | 16 | 24 | 43 | 63.8 | 106.8
2020 | 69.7% | 82.86% | 80.06% | 23 | 4 | 27 | 75.4 | 278.6 | 354
2021 | 79.2% | 83.01% | 80.26% | 60 | 11 | 71 | 2164.4 | 835 | 2999.4
2022 | 78.64% | 79.67% | 79.22% | 46 | 27 | 73 | 1763.1 | 2237 | 4000.1
2023 | 86.68% | 83.79% | 85.3% | 56 | 49 | 105 | 3184.9 | 2916.2 | 6101.1
Weighted average = 78%
Weighted average = 80%
Annual Additions

## 14. PV+Storage Characteristics
RETURN TO CONTENTS
| AC Coupling | [11 empty] | AC Coupling by Region
Sources: Berkeley Lab, Energy Information Administration
|  | AC Coupling Share | [11 empty] | Capacity-weighted Mean AC Coupling Share (%)
| Storage COD | Hybrid Count | PV Capacity (MW) | Storage Capacity (MW) | Project Share with AC-Coupling | PV Capacity Share with AC-Coupling | [6 empty] | Storage COD | National | CAISO | ERCOT | HI | ISO-NE | MISO | NYISO | PJM | SPP | Southeast (non-ISO) | West (non-ISO)
| 2020 | 2 | 10 | 4.12 | 50% | 50% | [6 empty] | 2020 | 50%
| 2021 | 37 | 2790.92 | 1866.18 | 59% | 83% | [6 empty] | 2021 | 83% | 92% |  |  | 42% |  | 0% |  |  | 51% | 77%
| 2022 | 36 | 3850.41 | 1807.34 | 50% | 77% | [6 empty] | 2022 | 77% | 77% | 100% |  | 17% |  | 0% |  |  |  | 87%
| 2023 | 53 | 5669.3 | 3180.1 | 81% | 88% | [6 empty] | 2023 | 88% | 92% | 100% | [6 empty] | 4% | 83%
| 2024 | 41 | 6868.9 | 4164.45 | 80% | 78% | [6 empty] | 2024 | 78% | 82% | 100% | [6 empty] | 10% | 74%
Storage Energy Duration by Region
Storage Capacity Ratio by Region
Sources: Berkeley Lab, Energy Information Administration
|  | Capacity-weighted Mean Storage Capacity Ratio | [12 empty] | Capacity-weighted Mean Storage Duration [Hours] at Rated Storage Capacity
| Storage COD | National | CAISO | ERCOT | HI | ISO-NE | MISO | NYISO | PJM | SPP | Southeast (non-ISO) | West (non-ISO) |  | Storage COD | National | CAISO | ERCOT | HI | ISO-NE | MISO | NYISO | PJM | SPP | Southeast (non-ISO) | West (non-ISO)
| 2020 | 0.43 | [11 empty] | 2020 | 2.34
| 2021 | 0.46 | 0.83 |  |  | 0.73 |  | 0.67 |  |  | 1.17 | 0.34 |  | 2021 | 2.14 | 4.19 |  |  | 2.63 |  | 3.93 |  |  | 2.2 | 3
| 2022 | 0.5 | 0.59 | 0.3 |  | 0.79 |  | 0.76 |  |  |  | 0.32 |  | 2022 | 2.66 | 3.41 | 1.58 |  | 1.92 |  | 3.97 |  |  |  | 3.88
| 2023 | 0.54 | 0.66 | 0.21 | [6 empty] | 0.38 | 0.6 |  | 2023 | 3.43 | 3.58 | 1.47 | [6 empty] | 3.01 | 3.99
| 2024 | 0.57 | 0.54 | 0.48 |  |  | 0.27 |  |  |  | 0.54 | 0.71 |  | 2024 | 3.32 | 3.55 | 1.36 |  |  | 4.07 |  |  |  | 3.52 | 3.21

## 15. PV+Storage CapEx
RETURN TO CONTENTS
Installed costs for PV standalone and PV+storage projects (no retrofits)
Sources: Berkeley Lab, Energy Information Administration
EIA Capex estimates for projects with 2024 COD are still preliminary both in scope and accuracy of individual data points and may not be representative of final numbers that will be published later by EIA.
Berkeley Lab did not include all preliminary data points after a data review and will provide revised estimates at a later update.
Berkeley Lab has at times more cost estimates for total system costs for hybrids than for individual solar and storage components (shown in the right most column)
10 Storage projects with storage capacity ratio >1 and 37 storage retrofit projects were excluded from this analysis.
Capacity-Weighted Mean Cost (2024 $/WAC)
| System COD | PV Count | Hybrid Component Count | Hybrid Total Count | PV PV Capacity MWAC | Hybrid Component PV Capacity MWAC | Hybrid Total PV Capacity MWAC | Hybrid Component Storage Capacity MW | Hybrid Total Storage Capacity MW | Hybrid Component Storage Energy MWh | Hybrid Total Storage Energy MWh | PV | Hybrid PV | Hybrid Storage | Hybrid Total
| 2021 | 116 | 8 | 16 | 9914.04 | 1059 | 1099.01 | 234.37 | 263.37 | 634.3 | 700.55 | 1.68 | 1.4 | 0.46 | 1.96
| 2022 | 112 | 17 | 22 | 6853.53 | 1793.2 | 1852.21 | 811.35 | 864.54 | 2652.9 | 2845.09 | 1.66 | 1.52 | 0.54 | 2.1
| 2023 | 167 | 22 | 32 | 13403.25 | 3301.28 | 3747.28 | 2069 | 2304.5 | 8211 | 9223.4 | 1.61 | 1.55 | 0.85 | 2.44
| 2024 | 202 | 23 | 32 | 22040.1 | 3920.5 | 5687.2 | 2283 | 3177.9 | 8562.7 | 10470.7 | 1.63 | 1.52 | 1 | 2.46
| Installed costs of storage projects over time in $/kWh | [5 empty] | Installed costs of storage projects over time by storage duration
Sources: Berkeley Lab, Energy Information Administration
EIA Capex estimates for projects with 2024 COD are still preliminary both in scope and accuracy of individual data points and may not be representative of final numbers that will be published later by EIA.
Berkeley Lab did not include all preliminary data points after a data review and will provide revised estimates at a later update.
Storage projects with <1h duration were excluded from this analysis.
Installed Battery Cost (2024 $/kWh)
| Storage COD | Battery Count | Battery Capacity (MW) | Battery Energy (MWh) | Battery Capacity Ratio Energy-Weighted Mean | Battery Duration (h) Energy-Weighted Mean | PV-Equivalent Duration (h) Energy-Weighted Mean | All Energy-Weighted Mean | All Median | All 20th Percentile | All 80th Percentile | <2h Energy-Weighted Mean | 2–4h Energy-Weighted Mean | >=4h Energy-Weighted Mean
| 2018 | 5 | 53 | 214 | 0.7 | 4.3 | 3.06 | 474.58 | 489.74 | 438.01 | 561.59 |  | 726.4 | 451.45
| 2019 | 11 | 48.8 | 118.9 | 0.62 | 3 | 1.28 | 552.34 | 606.67 | 578.85 | 915.05 | 1319.19 | 658.81 | 309.6
| 2020 | 3 | 8.02 | 17.9 | 0.59 | 2.23 | 1.33 | 782.77 | 950.69 | 691.9 | 1051.53 |  | 782.77
| 2021 | 22 | 1650.57 | 5434.2 | 2.3 | 3.65 | 6.72 | 687.6 | 735.4 | 383.56 | 1097.95 | 983.66 | 391.37 | 827.72
| 2022 | 27 | 1343.9 | 4191.71 | 0.55 | 3.47 | 1.85 | 403.77 | 461.42 | 336.35 | 939.15 | 465.21 | 523.8 | 365.24
| 2023 | 41 | 2910.1 | 10075.4 | 0.7 | 3.74 | 2.63 | 380.99 | 396.91 | 265.81 | 689.79 | 655.03 | 569.13 | 343.06
| 2024 | 29 | 2519 | 9458.7 | 0.75 | 4 | 2.97 | 458.07 | 426.82 | 360.55 | 603.22 | 671.73 | 461.93 | 449.02
| Total | 138 | 8533.39 | 29510.81
Installed storage costs adder to PV projects by capacity ratio, duration, and year
Sources: Berkeley Lab, Energy Information Administration
EIA Capex estimates for projects with 2024 COD are still preliminary both in scope and accuracy of individual data points and may not be representative of final numbers that will be published later by EIA.
Berkeley Lab did not include all preliminary data points after a data review and will provide revised estimates at a later update.
10 Storage projects with storage capacity ratio >1 were excluded from this analysis.
The "Storage Capex Adder" describes the additional costs of pairing a solar project with storage (denominated in the project's solar capacity).
Installed Storage Cost Adder (2024 $/WAC)
| Storage COD | Battery Count | Battery Capacity (MW) | Battery Energy (MWh) | Battery Capacity Ratio Cap-Weighted Mean | Battery Duration (h) Cap-Weighted Mean | PV-Equivalent Duration (h) Cap-Weighted Mean | All Cap-Weighted Mean | All Median | All 20th Percentile | All 80th Percentile
| 2018 | 5 | 80 | 214 | 0.33 | 3.28 | 0.87 | 0.48 | 0.5 | 0.23 | 1.07
| 2019 | 8 | 26.8 | 82.7 | 0.09 | 3.09 | 0.28 | 0.14 | 0.75 | 0.25 | 1.02
| 2020 | 3 | 8.02 | 17.9 | 0.53 | 2.23 | 1.19 | 0.93 | 0.91 | 0.87 | 1
| 2021 | 19 | 1018.37 | 3892.7 | 0.45 | 3.09 | 1.72 | 1.38 | 0.97 | 0.32 | 3.04
| 2022 | 28 | 1348.9 | 4195.21 | 0.43 | 3.09 | 1.34 | 0.54 | 0.77 | 0.26 | 1.45
| 2023 | 39 | 2867 | 9960.4 | 0.56 | 3.28 | 1.93 | 0.74 | 0.85 | 0.46 | 1.51
| 2024 | 29 | 2628 | 9108.7 | 0.58 | 3.54 | 2.03 | 1 | 0.84 | 0.46 | 1.34
| Total | 131 | 7977.09 | 27471.61

## 16. PV+Storage LCOE
RETURN TO CONTENTS
Installed storage LCOE adder to PV projects by year
Sources: Berkeley Lab, Energy Information Administration
EIA Capex estimates for projects with 2024 COD are still preliminary both in scope and accuracy of individual data points and may not be representative of final numbers that will be published later by EIA.
Berkeley Lab did not include all preliminary data points after a data review and will provide revised estimates at a later update.
Storage projects with storage capacity ratio >1 were excluded from this analysis.
The "Storage LCOE Adder" describes the additional costs of pairing a solar project with storage (denominated in the project's solar+storage generation).
Storage LCOE Adder (2024 $/MWhPVS)
| Storage COD | Battery Count | PV Capacity (MW) | Battery Capacity (MW) | Battery Energy (MWh) | Battery Capacity Ratio Gen-weighted Mean | Battery Duration (h) Gen-weighted Mean | PV-Equivalent Duration (h) Gen-weighted Mean | Gen-weighted Mean no Tax Credits | Gen-weighted Mean with Tax Credits
| 2018 | 4 | 189 | 44 | 196 | 0.22 | 4.07 | 0.93 | 16.18 | 11.79
| 2019 | 7 | 295 | 23.8 | 76.1 | 0.06 | 3.02 | 0.21 | 3.57 | 2.7
| 2020 | 3 | 15 | 8.02 | 17.9 | 0.52 | 2.23 | 1.17 | 46.39 | 33.99
| 2021 | 19 | 2261 | 1018.37 | 3892.7 | 0.46 | 3.17 | 1.77 | 34.19 | 24.64
| 2022 | 24 | 2889.3 | 1242.9 | 4050.11 | 0.42 | 3.27 | 1.39 | 16.41 | 12.59
| 2023 | 37 | 4439.3 | 2763.6 | 9791.4 | 0.62 | 3.59 | 2.22 | 27.7 | 20.36
| 2024 | 28 | 4141.2 | 2369 | 8858.7 | 0.57 | 3.78 | 2.13 | 34.97 | 24.62
|  | 122 | 14229.8 | 7469.69 | 26882.91
| LCOE for PV standalone and PV+storage projects (no retrofits, no tax credits) | [6 empty] | LCOE for PV standalone and PV+storage projects (no retrofits, with tax credits)
Sources: Berkeley Lab, Energy Information Administration
EIA Capex estimates for projects with 2024 COD are still preliminary both in scope and accuracy of individual data points and may not be representative of final numbers that will be published later by EIA.
Berkeley Lab did not include all preliminary data points after a data review and will provide revised estimates at a later update.
Berkeley Lab has at times more cost estimates for total system costs for hybrids than for individual solar and storage components (shown in the right most column)
Storage projects with storage capacity ratio >1 and storage retrofit projects were excluded from this analysis.
[12 empty] | Generation-Weighted Mean LCOE without Tax Credits (2024 $/MWhPV or PVS (Hybrids)) |  |  |  | Generation-Weighted Mean LCOE with Tax Credits (2024 $/MWhPV or PVS (Hybrids))
| System COD | PV Count | Hybrid Component Count | Hybrid Total Count | PV PV Capacity MWAC | Hybrid Component PV Capacity MWAC | Hybrid Total PV Capacity MWAC | Hybrid Component Storage Capacity MW | Hybrid Total Storage Capacity MW | Hybrid Component Storage Energy MWh | Hybrid Total Storage Energy MWh | PV | Hybrid PV | Hybrid Storage | Hybrid Total | PV | Hybrid PV | Hybrid Storage | Hybrid Total
| 2021 | 116 | 9 | 16 | 9914.04 | 1064 | 1099.01 | 238.37 | 263.37 | 642.3 | 700.55 | 50.5 | 41.29 | 12.05 | 56.18 | 37.75 | 31.28 | 8.79 | 42.06
| 2022 | 112 | 18 | 22 | 6853.53 | 1798.2 | 1852.21 | 813.1 | 864.54 | 2665.51 | 2845.09 | 51.71 | 42.94 | 17.11 | 61.8 | 38.37 | 32.1 | 13.23 | 46.62
| 2023 | 166 | 23 | 32 | 13390.95 | 3306.28 | 3747.28 | 2073.5 | 2304.5 | 8224.4 | 9223.4 | 56.93 | 47.72 | 28.05 | 76.32 | 39.03 | 31.94 | 20.72 | 53.03
| 2024 | 202 | 23 | 32 | 22040.1 | 3920.5 | 5687.2 | 2283 | 3177.9 | 8562.7 | 10470.7 | 62.56 | 55.2 | 35.94 | 87.24 | 42.48 | 36.74 | 25.32 | 59.16
|  | 596 | 73 | 102 | 52198.62 | 10088.98 | 12385.7 | 5407.97 | 6610.31 | 20094.91 | 23239.74
| LCOE for recent PV+storage projects (no retrofits, no tax credits) | [5 empty] | LCOE for recent PV+storage projects (no retrofits, with tax credits)
Sources: Berkeley Lab, Energy Information Administration
EIA Capex estimates for projects with 2024 COD are still preliminary both in scope and accuracy of individual data points and may not be representative of final numbers that will be published later by EIA.
Berkeley Lab did not include all preliminary data points after a data review and will provide revised estimates at a later update.
Berkeley Lab has at times more cost estimates for total system costs for hybrids than for individual solar and storage components (shown in the right most column)
Storage projects with storage capacity ratio >1 and storage retrofit projects were excluded from this analysis.
| Region | Project Count | PV Capacity (MW) | Storage Capacity (MW) | Storage Energy (MWh) | PV Equivalent Duration (h) | Generation-Weighted Mean LCOE without Tax Credits (2024 $/MWh) | Generation-Weighted Mean LCOE with Tax Credits (2024 $/MWh)
| ERCOT | 3 | 546 | 212.4 | 295 | 0.54007 | 71.1468 | 46.5612
| West (non-ISO) | 21 | 4000.68 | 2561 | 9025.4 | 2.1902 | 79.5692 | 54.2077
| CAISO | 28 | 4132.1 | 2378 | 9109.7 | 2.1944 | 83.1301 | 57.0521
| MISO | 4 | 322.6 | 54 | 226.6 | 0.68959 | 88.7291 | 62.2786
| Southeast (non-ISO) | 3 | 289.6 | 134 | 470 | 1.6069 | 106.6147 | 73.638
| HI | 4 | 138.5 | 138.5 | 554 | 4 | 179.5624 | 132.3888

## 17. PPA Time Trends
RETURN TO CONTENTS
VIEW RAW DATA
Bubble area = battery capacity
Bubble area = PV capacity
Bubble area = battery:PV capacity

## 18. Storage PPA Adder
RETURN TO CONTENTS
VIEW RAW DATA
$/MWh-PV time trend:
Similar upward time trend recently
$/MWh-stored time trend:
Assumes one full cycle per day
$/MW-month time trend:
Most of the storage contracts
are priced this way
$/MWh-PV as a function of storage ratio:
Adder inreases linearly with battery:PV capacity ratio
Bubble size corresponds to PV-Equivalent Duration for all but bottom-right chart [Storage MWh / PV Capacity MW-AC]

## 19. Queue Background + Methods
RETURN TO CONTENTS
What are interconnection queues? Utilities and regional grid operators (a.k.a., ISOs or RTOs) require proposed power plants seeking to connect to the transmission grid to undergo a series of studies before they can be built. This process establishes what new grid system upgrades may be needed before a project can connect to the system and then estimates and assigns the costs of that equipment. The lists of projects that have applied to connect to the grid and initiated this study process are known as “interconnection queues”. |  | Typical Interconnection Study Process and Timeline
Data Collection Methods:
Data collection led by Interconnection.fyi
Data collected from interconnection queues for 7 ISOs / RTOs and 49 non-ISO balancing areas (including utilities and Power Marketing Administrations), which collectively represent ~97% of currently installed U.S. electric generating capacity
Includes projects that connect to the bulk-power system, not distribution-connected or behind-the-meter
Includes requests submitted to queues through the end of 2024
Substantial data cleaning, standardization, and QA/QC conducted by LBNL and Interconnection.fyi teams
Notes: (1) There are different processes for transmission- and distribution-system interconnection. This report only covers transmission interconnection. (2) The full data sample can vary somewhat year-over-year – particularly as missing records or data fields are filled in over time.

## 20. Balancing Areas
RETURN TO CONTENTS |  |  | Map of balancing areas included in data
ISO/RTOs | Southeast (non-ISO)
CAISO | Associated Electric Coop. | Jacksonville Electric Authority
ERCOT | Dominion | LG&E & KU Energy
ISO-NE | Duke Carolinas | Orlando Utilities Commission
MISO | Duke Florida | Santee Cooper
NYISO | Duke Progress | Seminole Electric Coop.
PJM | Duke/Progress | Southern Company
SPP | Florida Power & Light | Tampa Electric Co.
| Georgia Transmission Corp. | Tennessee Valley Authority
West (non-ISO)
Arizona Public Service | Idaho Power | Portland General Electric
Avista | Imperial Irrigation District | Public Service Co. of CO / Public Service Co. of NM
Black Hills / Black Hills Colorado | L.A. Dept. Water & Power | Puget Sound Energy
Bonneville Power Admin. | Minnkota Power Cooperative | Sacramento Municipal Utility District
Chelan PUD | Navajo-Crystal | Salt River Projects (5 entities)
Cheyenne Light Fuel & Power | NorthWestern | Tacoma Public Utilities
Colorado Springs Utilities | NV Energy | Tri-State G&T
El Paso Electric | PacifiCorp | Tucson Electric Power
Grant PUD | Platte River Power Authority | WAPA (5 entities)

## 21. Active Capacity by Type
RETURN TO CONTENTS
Capacity of active interconnection requests by generator type, 2014-2024
Notes: (1) Hybrid storage capacity is estimated for some projects using storage:generator ratios from projects that provide separate capacity data, and that value is only included starting in 2020. Storage duration is not provided in interconnection queue data. (2) Wind capacity includes onshore and offshore for all years, but offshore is only broken out starting in 2020. (3) Hybrid capacity is included separately in respective resource categories. (4) Not all of this capacity will be built.
Type | Year | Configuration | Capacity (GW)
Solar | 2014 | standalone | 44.5641
Solar | 2014 | hybrid | 0
Solar | 2015 | standalone | 56.8186
Solar | 2015 | hybrid | 0
Solar | 2016 | standalone | 120.31
Solar | 2016 | hybrid | 0
Solar | 2017 | standalone | 188.5093
Solar | 2017 | hybrid | 0
Solar | 2018 | standalone | 253.7431
Solar | 2018 | hybrid | 29.223
Solar | 2019 | standalone | 265.5685
Solar | 2019 | hybrid | 101.5832
Solar | 2020 | standalone | 303.1761
Solar | 2020 | hybrid | 159.2686
Solar | 2021 | standalone | 390.0792
Solar | 2021 | hybrid | 285.5584
Solar | 2022 | standalone | 490.8282
Solar | 2022 | hybrid | 456.6234
Wind | 2014 | standalone | 95.8759
Wind | 2014 | hybrid | 0
Wind | 2015 | standalone | 109.5898
Wind | 2015 | hybrid | 0
Wind | 2016 | standalone | 141.6754
Wind | 2016 | hybrid | 0
Wind | 2017 | standalone | 180.1745
Wind | 2017 | hybrid | 0
Wind | 2018 | standalone | 229.1448
Wind | 2018 | hybrid | 3.0184
Wind | 2019 | standalone | 214.5888
Wind | 2019 | hybrid | 10.9134
Wind | 2020 | standalone | 134.9308
Wind | 2020 | hybrid | 13.229
Wind | 2021 | standalone | 153.345
Wind | 2021 | hybrid | 16.851
Wind | 2022 | standalone | 164.5662
Wind | 2022 | hybrid | 23.184
Offshore Wind | 2014 | standalone | 0
Offshore Wind | 2014 | hybrid | 0
Offshore Wind | 2015 | standalone | 0
Offshore Wind | 2015 | hybrid | 0
Offshore Wind | 2016 | standalone | 0
Offshore Wind | 2016 | hybrid | 0
Offshore Wind | 2017 | standalone | 0
Offshore Wind | 2017 | hybrid | 0
Offshore Wind | 2018 | standalone | 0
Offshore Wind | 2018 | hybrid | 0
Offshore Wind | 2019 | standalone | 0
Offshore Wind | 2019 | hybrid | 0
Offshore Wind | 2020 | standalone | 60.979
Offshore Wind | 2020 | hybrid | 0
Offshore Wind | 2021 | standalone | 74.657
Offshore Wind | 2021 | hybrid | 2.546
Offshore Wind | 2022 | standalone | 111.7873
Offshore Wind | 2022 | hybrid | 1.19
Storage | 2014 | standalone | 0
Storage | 2014 | hybrid | 0
Storage | 2015 | standalone | 7.3031
Storage | 2015 | hybrid | 0
Storage | 2016 | standalone | 11.7382
Storage | 2016 | hybrid | 0
Storage | 2017 | standalone | 18.8824
Storage | 2017 | hybrid | 0
Storage | 2018 | standalone | 29.0334
Storage | 2018 | hybrid | 0
Storage | 2019 | standalone | 55.4033
Storage | 2019 | hybrid | 0
Storage | 2020 | standalone | 92.7364
Storage | 2020 | hybrid | 111.7304
Storage | 2021 | standalone | 219.647
Storage | 2021 | hybrid | 207.5617
Storage | 2022 | standalone | 312.0158
Storage | 2022 | hybrid | 357.7916
Gas | 2014 | standalone | 145.1411
Gas | 2014 | hybrid | 0
Gas | 2015 | standalone | 163.3493
Gas | 2015 | hybrid | 0
Gas | 2016 | standalone | 133.3757
Gas | 2016 | hybrid | 0
Gas | 2017 | standalone | 110.8705
Gas | 2017 | hybrid | 0
Gas | 2018 | standalone | 85.6683
Gas | 2018 | hybrid | 0.34425
Gas | 2019 | standalone | 76.7263
Gas | 2019 | hybrid | 0.4803
Gas | 2020 | standalone | 69.8287
Gas | 2020 | hybrid | 4.193
Gas | 2021 | standalone | 72.5755
Gas | 2021 | hybrid | 2.4724
Gas | 2022 | standalone | 69.1456
Gas | 2022 | hybrid | 13.8354
Nuclear | 2014 | standalone | 9.963
Nuclear | 2014 | hybrid | 0
Nuclear | 2015 | standalone | 9.554
Nuclear | 2015 | hybrid | 0
Nuclear | 2016 | standalone | 2.3602
Nuclear | 2016 | hybrid | 0
Nuclear | 2017 | standalone | 0.8248
Nuclear | 2017 | hybrid | 0
Nuclear | 2018 | standalone | 1.2299
Nuclear | 2018 | hybrid | 0
Nuclear | 2019 | standalone | 3.3335
Nuclear | 2019 | hybrid | 0
Nuclear | 2020 | standalone | 3.3823
Nuclear | 2020 | hybrid | 0
Nuclear | 2021 | standalone | 6.3243
Nuclear | 2021 | hybrid | 0
Nuclear | 2022 | standalone | 6.457
Nuclear | 2022 | hybrid | 0
Coal | 2014 | standalone | 3.6198
Coal | 2014 | hybrid | 0
Coal | 2015 | standalone | 3.661
Coal | 2015 | hybrid | 0
Coal | 2016 | standalone | 0.875
Coal | 2016 | hybrid | 0
Coal | 2017 | standalone | 0.193
Coal | 2017 | hybrid | 0
Coal | 2018 | standalone | 0.819
Coal | 2018 | hybrid | 0
Coal | 2019 | standalone | 0.05
Coal | 2019 | hybrid | 0
Coal | 2020 | standalone | 0.1307
Coal | 2020 | hybrid | 0
Coal | 2021 | standalone | 0.943
Coal | 2021 | hybrid | 0
Coal | 2022 | standalone | 1.4587
Coal | 2022 | hybrid | 0
Other | 2014 | standalone | 25.4064
Other | 2014 | hybrid | 0
Other | 2015 | standalone | 13.1619
Other | 2015 | hybrid | 0
Other | 2016 | standalone | 10.4722
Other | 2016 | hybrid | 0
Other | 2017 | standalone | 6.2335
Other | 2017 | hybrid | 0
Other | 2018 | standalone | 6.5894
Other | 2018 | hybrid | 0
Other | 2019 | standalone | 4.6477
Other | 2019 | hybrid | 0
Other | 2020 | standalone | 6.2163
Other | 2020 | hybrid | 1.6964
Other | 2021 | standalone | 9.4636
Other | 2021 | hybrid | 6.195
Other | 2022 | standalone | 11.0146
Other | 2022 | hybrid | 6.068
Solar | 2023 | standalone | 515.0829
Solar | 2023 | hybrid | 571.1959
Wind | 2023 | standalone | 198.4069
Wind | 2023 | hybrid | 47.743
Offshore Wind | 2023 | standalone | 118.6114
Offshore Wind | 2023 | hybrid | 1.19
Storage | 2023 | standalone | 502.9763
Storage | 2023 | hybrid | 525.0483
Gas | 2023 | standalone | 69.394
Gas | 2023 | hybrid | 9.8192
Nuclear | 2023 | standalone | 9.993
Nuclear | 2023 | hybrid | 0
Coal | 2023 | standalone | 1.5157
Coal | 2023 | hybrid | 0
Other | 2023 | standalone | 20.3152
Other | 2023 | hybrid | 6.675
Coal | 2024 | standalone | 1.4589
Coal | 2024 | hybrid | 0
Gas | 2024 | standalone | 123.3528
Gas | 2024 | hybrid | 12.8718
Nuclear | 2024 | standalone | 5.3171
Nuclear | 2024 | hybrid | 0
Offshore Wind | 2024 | standalone | 58.5633
Offshore Wind | 2024 | hybrid | 0
Other | 2024 | standalone | 18.9629
Other | 2024 | hybrid | 10.2396
Solar | 2024 | standalone | 505.0226
Solar | 2024 | hybrid | 451.4602
Storage | 2024 | standalone | 466.7539
Storage | 2024 | hybrid | 423.98
Wind | 2024 | standalone | 189.5991
Wind | 2024 | hybrid | 22.8044

## 22. Hybrid Queue Capacity
RETURN TO CONTENTS
Share of active capacity in standalone vs. hybrid configurations by type |  |  |  |  | Active hybrid capacity in queues by type, 2020-2024
Notes: (1) Some hybrids shown may represent storage capacity added to existing generation; only the net increase in capacity is shown (2) *Hybrid storage capacity is estimated for some projects. (3) Capacity for hybrid plants (e.g., Wind+Solar+Storage) is included separately in each resource category (i.e., the solar component shows up in hybrid solar, storage in hybrid storage), presuming the capacity is known for each type. “Hybrid Storage” therefore represents only the storage portion of generator+storage hybrid plants.
Type | Configuration | Capacity (GW) | Year | Type | Capacity (GW) | Hybrid Type | Number of Plants | Generator(s) Capacity (MW)
Gas | Hybrid | 12.8718 | 2024 | Hybrid Solar | 451.4602 | Solar+Battery | 2178 | 432223.044
Gas | Standalone | 123.3528 | 2024 | Hybrid Storage* | 423.98 | Other+Battery | 61 | 8718.45
Other | Hybrid | 10.2396 | 2024 | Hybrid Wind | 22.8044 | Wind+Battery | 51 | 17422.784
Other | Standalone | 18.9629 | 2024 | Hybrid Gas | 12.8718 | Solar+Wind+Battery | 37 | 15754.062
Solar | Hybrid | 451.4602 | 2023 | Hybrid Solar | 570.9857 | Gas+Battery | 20 | 6871.12
Solar | Standalone | 505.0226 | 2023 | Hybrid Storage* | 525.0483 | Solar+Other | 17 | 2627.01
Storage* | Hybrid | 423.98 | 2023 | Hybrid Wind | 48.933 | Gas+Other | 7 | 4491
Storage* | Standalone | 466.7539 | 2023 | Hybrid Gas | 4.193 | Solar+Wind | 6 | 1344
Wind | Hybrid | 22.8044 | 2022 | Hybrid Solar | 456.6234 | Gas+Oil | 4 | 1030.653
Wind | Standalone | 248.1624 | 2022 | Hybrid Storage* | 357.7916 | Solar+Gas+Battery | 4 | 2222.81
|  |  | 2022 | Hybrid Wind | 24.374 | Wind+Other | 4 | 1408.92
|  |  | 2022 | Hybrid Gas | 2.4724 | Geothermal+Battery | 1 | 9.435
|  |  | 2021 | Hybrid Solar | 285.5584 | Hydro+Battery | 1 | 6.7
|  |  | 2021 | Hybrid Storage* | 207.5617 | Oil+Battery | 1 | 1.498
|  |  | 2021 | Hybrid Wind | 19.4 | Solar+Gas | 1 | 200
|  |  | 2021 | Hybrid Gas | 13.8354 | Solar+Geothermal | 1 | 1.3
|  |  | 2020 | Hybrid Solar | 159.3 | Solar+Hydro | 1 | 3.99
|  |  | 2020 | Hybrid Storage* | 111.7 | Solar+Other+Battery | 1 | 250
|  |  | 2020 | Hybrid Wind | 13.229 | Hybrid Total | 2396 | 494586.776
|  |  | 2020 | Hybrid Gas | 9.8192 | Non-Hybrid Total | 8142 | 1372482.739

## 23. Hybrids by Region
RETURN TO CONTENTS
| Region | % Proposed Capacity Hybridizing in Each Region |  |  |  | Region | % Proposed Capacity Hybridizing in Each Region by Request Year | [15 empty] | Region | Capacity (GW)
|  | Solar | Wind | Gas | Storage* |  | Solar |  |  |  | Wind |  |  |  | Gas |  |  |  | Storage* |  |  |  |  | Solar+Storage | Wind+Storage | Gas+Storage
| CAISO | 92.53% | 60% | 81.08% | 48.34% |  | 2021 | 2022 | 2023 | 2024 | 2021 | 2022 | 2023 | 2024 | 2021 | 2022 | 2023 | 2024 | 2021 | 2022 | 2023 | 2024 | CAISO | 82.6 | 5 | 5.3
| ERCOT | 46.83% | 3.665% | 3.235% | 22.94% | CAISO | 98.93% | n/a | 97.8% | n/a | 54.49% | n/a | 28.59% | n/a | 100% | n/a | 100% | n/a | 43.1% | n/a | 50.91% | n/a | ERCOT | 65.3 | 1.2 | 1.3
| ISO-NE | 29.15% | 0% | 69.45% | 7.119% | ERCOT | 28.22% | 53.04% | 54.54% | 52.81% | 8.477% | 0% | 11.05% | 5.719% | 10.13% | 0% | 0% | 0% | 17.52% | 32.32% | 22.99% | 20.46% | ISO-NE | 1.5 | 0 | 0
| MISO | 21.73% | 7.131% | 16.99% | 44.59% | ISO-NE | 37.99% | 45.92% | 11.87% | 34.87% | 0% | 0% | 0% | 0% | 0% | 0% | 0% | 0% | 5.926% | 7.568% | 0.7386% | 1.676% | MISO | 46.8 | 2.5 | 0
| NYISO | 31.5% | 1.505% | 0% | 15.3% | MISO | 36.35% | 39.34% | 2.941% | 14.99% | 15.35% | 17% | 0% | 5.186% | 0% | 0% | 0% | 21.86% | 50.16% | 50.11% | 4.257% | 23.84% | NYISO | 5.3 | 0.4 | 0
| PJM | 23.36% | 0.4209% | 0% | 37.31% | NYISO | 12.91% | 36.73% | 47.5% | 42.19% | 11.28% | 0% | 40.23% | 1.766% | 0% | 0% | 0% | 0% | 7.678% | 0% | 18.63% | 14.04% | PJM | 23.6 | 0.2 | 0
| SPP | 22.41% | 1.906% | 3.868% | 35.54% | PJM | 24.29% | 40.84% | 61.04% | n/a | 0% | 1.618% | 0% | n/a | 0% | 0% | 0% | n/a | 18.36% | 17.31% | 21.62% | n/a | SPP | 12.4 | 0.6 | 0.6
| Southeast (non-ISO) | 25.48% | 0% | 1.503% | 54.94% | SPP | n/a | 12.17% | 36.08% | 19.48% | n/a | 0% | 3.254% | 0% | n/a | 0% | 5.224% | 6.837% | n/a | 24.08% | 30.93% | 37.03% | Southeast (non-ISO) | 19.6 | 0 | 0
| West (non-ISO) | 83.09% | 16.11% | 25.71% | 71.76% | Southeast (non-ISO) | 63.15% | 27.35% | 32.85% | 16.03% | 0% | 0% | 0% | 0% | 0% | 0% | 0% | 0% | 66.96% | 70.5% | 53.76% | 32.99% | West (non-ISO) | 174.9 | 7.7 | 3.7
| TOTAL | 47.13% | 8.416% | 9.396% | 46.89% | West (non-ISO) | 77.87% | 86.58% | 84.87% | 87.43% | 14.68% | 31.23% | 33.65% | 7.223% | 0% | 90.62% | 2.263% | 23.68% | 68.62% | 70.58% | 68.07% | 65.46%
[6 empty] | Total | 52.21% | 54.84% | 75.27% | 39.08% | 15.87% | 11.46% | 24.48% | 3.82% | 2.771% | 43.02% | 20.06% | 7.969% | 43.33% | 54.63% | 49.61% | 31.04%

## 24. Hybrids Queue Status
RETURN TO CONTENTS
Hybrid Type | Study Status | Capacity (GW) | Hybrid Type | Study Status | Capacity (GW)
Solar+Battery | Cluster | 36.2019 | Gas+Battery | IA Draft/Executed | 0.19327
Solar+Battery | Facility | 61.8849 | Gas+Oil | IA Draft/Executed | 0.78065
Solar+Battery | Feasibility | 1.0897 | Geothermal+Battery | IA Draft/Executed | 0.009435
Solar+Battery | IA Draft/Executed | 80.6179 | Other+Battery | IA Draft/Executed | 0.562
Solar+Battery | IA Draft/Executed | 2.0875 | Solar+Battery | IA Draft/Executed | 82.7054
Solar+Battery | Unknown | 102.9276 | Solar+Geothermal | IA Draft/Executed | 0.0013
Solar+Battery | Not Started | 33.7562 | Solar+Other | IA Draft/Executed | 0.18
Solar+Battery | System Impact | 42.2293 | Solar+Wind | IA Draft/Executed | 0.1242
Solar+Gas+Battery | Cluster | 1.45 | Solar+Wind+Battery | IA Draft/Executed | 3.4498
Solar+Gas+Battery | Unknown | 0.765 | Wind+Battery | IA Draft/Executed | 0.79445
Solar+Wind | Cluster | 0.5
Solar+Wind | IA Draft/Executed | 0.1242
Solar+Wind | Unknown | 0.7198
Solar+Wind+Battery | Cluster | 2.35
Solar+Wind+Battery | Facility | 0.5
Solar+Wind+Battery | IA Draft/Executed | 3.4498
Solar+Wind+Battery | Unknown | 6.8991
Solar+Wind+Battery | Not Started | 0.80917
Solar+Wind+Battery | System Impact | 0.66096
Wind+Battery | Cluster | 1.8
Wind+Battery | Facility | 1.4754
Wind+Battery | IA Draft/Executed | 0.79445
Wind+Battery | Unknown | 6.2695
Wind+Battery | System Impact | 5.5084

## 25. Hybrid Characteristics
RETURN TO CONTENTS
region | Type | n | median | mean | p25 | p50 | p75 | median (existing plants) | CAISO Generator+Battery Hybrids: Total Capacity as % of POI Limit
CAISO | Solar+Battery | 238 | 0.99987 | 0.96302 | 0.88616 | 0.99987 | 1 | 50%
CAISO | Wind+Battery | 10 | 0.80058 | 0.96372 | 0.49664 | 0.80058 | 1 | 47% |  | Solar+Battery | Wind+Battery | Gas+Battery | solar only | wind only | gas only
CAISO | Gas+Battery | 11 | 1 | 0.82079 | 0.87562 | 1 | 1 |  | p25 | 166% | 125% | 108% | 100% | 79% | 1
ERCOT | Solar+Battery | 260 | 0.62838 | 0.71681 | 0.46132 | 0.62838 | 1 | 40% | mean | 185% | 149% | 144% | 99% | 85% | 94%
ERCOT | Wind+Battery | 4 | 0.44885 | 0.50991 | 0.37827 | 0.44885 | 0.58049 | 13% | median | 200% | 142% | 126% | 102% | 100% | 100%
Southeast | Solar+Battery | 55 | 1 | 0.74708 | 0.5 | 1 | 1 | 60% | p75 | 206% | 177% | 182% | 103% | 101% | 100%
West | Solar+Battery | 128 | 1 | 0.85198 | 0.50075 | 1 | 1 | 55% | n | 149 | 8 | 6 | 234 | 11 | 6
West | Wind+Battery | 5 | 1 | 0.9 | 1 | 1 | 1 | 34%